## PS1
Rehabilitation and Modernisation of Raw Water Intake Mytkiv and Water Treatment Plant Vikno
PRICE SCHEDULE NO. 1
GENERAL ITEMS
ITEM NO. | DESCRIPTION | UNIT | Q-TY | Summary price excluding VAT, EUR | Summary price including VAT, EUR
1.1 | Preparation of Detailed Design Documentation (Stage R), including coordination and approvals of the Detailed Design in accordance with Ukrainian legislation and regulations | L.S | 1
1.2 | Site Engineering Surveys and Measurements | L.S. | 1
1.3 | Quality assurance system establishment and implementation during design and works performance (incl. CMS, Site Diaries, etc.). | L.S. | 1
1.4 | Insurances, facilities, transport and equipment for the Engineer and his Assistants incl. operation costs as specified in the Requirements | L.S. | 1
1.5 | Erection and operation cost of all Contractor's temporary installations and facilities, including permit from local authority for site organization offices, accommodation, workshops, storages, etc. | L.S. | 1
1.6 | Environmental Protection, Health and Safety related activities (ESHS) incl. signboards, traffic signs, temporary protection fences, cleaning of the site and vehicles, etc. as specified in the Requirements | L.S. | 1
1.7 | Sampling, testing of all materials and Works on site and all tests to be performed by the Certified Laboratory (ies). | L.S. | 1
1.8 | Equipment performance tests preparation and submission of the documents for Taking Over as specified in the Requirements not included into permanent works | L.S. | 1
1.9 | Preparation and submission of “As Built” Drawings together with Taking Over documents as specified in the Requirements | L.S. | 1
1.10 | Removal of all Contractor's temporary installations and facilities after issuance of the Taking Over Certificate | L.S. | 1
TOTAL CARRIED FORWARD TO GRAND SUMMARY
Name:
In capacity of
Signed
Duly authorized to sign the bidder for and on behalf of (bidder name) _____________________________________________________
Dated on____day of ________________

## PS2
Rehabilitation and Modernisation of Raw Water Intake Mytkiv and Water Treatment Plant Vikno
PRICE SCHEDULE No.2
Works Launch Complex (LC) 1 - Mytkiv Surface Raw Water Intake
Item | Description | Unit | Q-ty | Unit price, excluding VAT, EUR | VAT, EUR | Subtotal, EUR
(3 + 4)
|  | 1 | 2 | 3 | 4 | 5
1 | Preparatory works
1.1 | Disassembly of road asphalt concrete pavements and its foundations | m3 | 112
1.2 | Disassembly of pavements and crushed stone foundations | m3 | 240
1.3 | Transportation of construction waste by dump trucks at a distance of 30 km | t | 670
1.4 | Cutting of vegetation soil layer with a bulldozer with relocation of soil up to 10 m, group of soils 1 | m3 | 160
2 | Dismantling works
2.1 | Dismantling of steel water supply pipelines B1.1 DN 800 | m | 20
2.2 | Dismantling of steel water supply pipelines B1.2 DN 1000 | m | 10
2.3 | Dismantling of steel water supply pipelines B1.3 DN 800 | m | 16
2.4 | Dismantling of steel water supply pipelines B1.4 DN 800 | m | 17
2.5 | Dismantling of steel water supply pipelines B1.5 DN 800 | m | 13
2.6 | Dismantling of steel water supply pipelines B1.6 DN 500 | m | 28
2.7 | Dismantling of steel water supply pipelines B1.7 DN 500 | m | 14
2.8 | Dismantling of steel water supply pipelines B1.8 DN 1000 | m | 112
2.9 | Dismantling of steel water supply pipelines B1.9 DN 1000 | m | 90
2.10 | Dismantling of steel water supply pipelines B1.10 DN 1000 | m | 15
2.11 | Water hammer suppressing chamber 1
2.11.1 | Dismantling of cover slabs with supports on both sides and area up to 5 m2 | psc. | 4
2.11.2 | Dismantling of ductile iron lifting return valves, flanged rotary return valves for PN 25, DN 800 | psc. | 2
2.11.3 | Dismantling of steel flanges for pipelines DN 800 | psc. | 4
2.12 | Water hammer suppressing chamber 2
2.12.1 | Dismantling of cover slabs with supports on both sides and area up to 5 m2 | psc. | 4
2.12.2 | Dismantling of ductile iron lifting return valves, flanged rotary return valves for PN 25, DN 800 | psc. | 2
2.12.3 | Dismantling of steel flanges for pipelines DN 800 | psc. | 4
2.13 | Water hammer suppressing chamber 3
2.13.1 | Dismantling of ductile iron lifting return valves, flanged rotary return valves for PN 25, DN 800 | psc. | 1
2.13.2 | Dismantling of steel flanges for pipelines DN 800 | psc. | 2
2.14 | Watersupply chambers 1,3,5,6,7
2.14.1 | Dismantling of manhole cover | psc. | 5
2.14.2 | Dismantling of manhole slabs of prefabrecated reinforced concrete round manholes | m3 | 1
2.14.3 | Dismantling of rings of prefabrecated reinforced concrete round manholes | m3 | 2
2.14.4 | Dismantling of cover slabs with an area up to 5 m2 at the largest weight of assembly elements up to 5 tons | psc. | 5
2.15 | Watersupply chambers 4
2.15.1 | Dismantling of manhole cover | psc. | 1
2.15.2 | Dismantling of manhole slabs of prefabrecated reinforced concrete round manholes | m3 | 1
2.15.3 | Dismantling of rings of prefabrecated reinforced concrete round manholes | m3 | 1
2.15.4 | Dismantling of cover slabs with an area up to 5 m2 at the largest weight of assembly elements up to 5 tons | psc. | 1
2.16 | Watersupply chambers 1,3,4,5,6,7
2.16.1 | Dismantling of DN 100 ductile iron check valves | psc. | 6
2.16.2 | Dismantling of the corresponding flanges to steel pipelines DN 100 | psc. | 15
2.16.3 | Dismantling of DN 50 ductile iron valves | psc. | 3
2.16.4 | Dismantling of the corresponding flanges to steel pipelines DN 50 | psc. | 6
2.16.5 | Dismantling of the flanged ductile iron valves for PN 10, DN 1400 | psc. | 1
2.16.6 | Dismantling of the corresponding flanges to steel pipelines DN 1400 | psc. | 2
2.16.7 | Dismantling of the steel weld fittings DN 100-250 – branches | psc. | 2
2.16.8 | Dismantling of the double air vavles | psc. | 3
2.17 | Pumping Station
2.17.1 | Dismantling of the oil circuit breaker with a drive | psc. | 3
2.17.2 | Dismantling of the current transformer with voltage up to 20 kV | psc. | 9
2.17.3 | Dismantling of the able up to 35 kV, installed using overlaying fastening brackets | m | 120
3 | Civil works
3.1 | PS: foundation of the pump unit №1
3.1.1 | Disassembly of the concrete foundations | m3 | 4
3.1.2 | Loading of construction waste on dump trucks by excavators and transportation of construction waste by dump trucks at a distance of 30 km | t | 10
3.1.3 | Treatment of surface of the reservoir structures with sandblasting machine | m2 | 9
3.1.4 | Construction of reinforced concrete foundations of general purpose, volume up to 5 m3 including additional works on construction of the complex foundations | m3 | 4
3.1.5 | Installation and pathing up of the foundation anchor bolts М24х300 | psc. | 10
3.1.6 | Formation of 20 mm thick cement coating | m2 | 9
3.1.7 | Preparation of heavy cement mortars, grade 400 | m3 | 1
3.2 | PS: foundation of the pump unit №4
3.2.1 | Disassembly of the concrete foundations | m3 | 2
3.2.2 | Loading of construction waste on dump trucks by excavators and transportation of construction waste by dump trucks at a distance of 25 km | t | 3
3.2.3 | Strengthening of reinforced concrete foundations for equipment with a volume of up to 10 m3 in one spot | m3 | 2
3.2.4 | Installation and pathing up of the foundation anchor bolts М20х260 | psc. | 8
3.2.5 | Formation of 20 mm thick cement coating | m2 | 9
3.2.6 | Preparation of heavy cement mortars, grade 400 | m3 | 1
3.3 | PS: above zero elevation
3.3.1 | Dismantling of corrugated steel flooring for underfloor channels | m2 | 14
3.3.2 | Cleaning of the structure's surfaces from moss by the hydrojet machine | m2 | 5
3.3.3 | Coating of metal beams up to 250 mm wide with rust converter using a brush, cleaning of surfaces with brushes, priming with GF-021 primer in one layer and painting of metal primed surfaces with enamel PF-115 in 2 layers | m2 | 10
3.3.4 | Installation of corrugated steel flooring for underfloor channels including cutting of corrugating steel sheets, thickness 6 mm | m2 | 15
3.3.5 | Priming of concrete and plastered surfaces, applying of the renewed protective layer of horizontal concrete and reinforced concrete structures at thickness of layer of repaired material 10 mm (5-20 mm) haver. = 12 mm | m2 | 50
3.3.6 | Priming of walls (the first layer), plastering of concrete surfaces with polymer cement plaster (vertical surface, layer thickness 2 mm on top of the repair solution layer) | m2 | 40
3.3.7 | Construction of 36 mm thick wooden board flooring | m2 | 1
3.3.8 | Improved painting of the floor with oil paint on wood | m2 | 8
3.3.9 | Priming of the base, applying of 20 mm thick cement screeds, construction of ceramic tile flooring on top of solution from dry glue mix, amount of tiles per 1 m2 up to 7 pcs. | m2 | 12
3.3.10 | Coating and stitching the seams of the ceiling panels with mortar from the bottom side | m | 228
3.3.11 | Priming of concrete and plastered ceiling surfaces, applying of the renewed protective layer of concrete and reinforced concrete structures at thickness of layer of repaired material 10 mm | m2 | 44
3.3.12 | Coating of metal underfloor cable channels up to 250 mm wide with rust converter using a brush, cleaning of surfaces with brushes, priming with GF-021 primer in one layer, painting of metal primed surfaces with enamel PF-115 in 2 layers | m2 | 70
3.3.13 | Priming of the flooring, renovation of 20 mm thick cement screeds with excluding for every 5 mm thickness change of cement screeds up to 15 mm | m2 | 30
3.3.14 | Manual cleaning of simple facades from moss | m2 | 21
3.3.15 | Priming of walls (first layer – antiseptic) | m2 | 40
3.3.16 | Priming of concrete and plastred stairs with varnish (first layer), applying of the renewed protective layer of stairs at thickness of layer of repaired material 10 mm | m2 | 4
3.4 | PS: roofing and facade
3.4.1 | Disassembly of roofing of rolled materials and cement screed | m2 | 221
3.4.2 | Loading of construction waste on dump trucks by excavators and transportation of construction waste by dump trucks at a distance of 30 km | t | 12
3.4.3 | Applying the bituminous primer, construction of pitched roofs made of heat-weld materials in two layers | m2 | 240
3.4.4 | Coating and stitching the seams of the ceiling panels with mortar from the bottom side | m | 228
3.4.5 | Preparation of horizontal concrete surfaces of ceiling, applying of the renewed protective layer of horisontal concrete and reinforced concrete structures at thickness of layer of repaired material 10 mm (5-20 mm) haver.=12 mm | m2 | 20
3.4.6 | Applying of 15 mm thick sand and cement leveling screeds | m2 | 50
3.4.7 | Instalaltion of parapets of galvanized steel sheets | m2 | 18
3.4.8 | Restoration of roof framing (installation of purlin bars on top of trusts and fire protection of wooden constructions) | m3 | 1
3.4.9 | Sealing of cracks and seams in concrete and reinforced concrete structures with polycement solution, cross section area up to 5 cm2, seams on top of vertical surface | m | 341
3.4.10 | Preparation of concrete surfaces subject to repair (vertical surfaces with exposed reinforced bars), plastering of concrete surfaces with polymer cement plaster | m2 | 40
3.4.11 | Preparation of ramp surfaces, applying of the renewed protective layer of ramp surfaces at thickness of layer of repaired material 10 mm | m2 | 60
3.4.12 | Cleaning of the structure's surfaces from moss by the hydrojet machine | m2 | 45
3.4.13 | Sealing of cracks and seams in concrete and reinforced concrete structures with polycement solution, cross section area up to 5 cm2, seams on top of vertical surface | m | 456
3.4.14 | Coating of metal beams up to 250 mm wide | m2 | 70
3.4.15 | Installation and dismantling of tubular scaffolding up to 16 m high for the exterior facade works | m2 | 40
3.4.16 | Installation and dismantling of tubular scaffolding up to 20 m high for the interior facility works | m2 | 221
3.5 | PS: below zero elevation (flooring, walls, stairs)
3.5.1 | Coating and stitching the seams of the ceiling panels with mortar from the bottom side | m | 228
3.5.2 | Preparation of horizontal concrete surfaces subject to repair, applying of the renewed protective layer of horisontal concrete and reinforced concrete structures at thickness of layer of repaired material 10 mm (5-20 mm) haver.=12 mm | m2 | 36
3.5.3 | Preparation of beams surfaces subject to repair (ceiling surfaces with exposure of reinfocing bars), plastering with polymer cement plaster (ceiling surface, layer thickness 2 mm) | m2 | 10
3.5.4 | Coating of metal underfloor cable channels up to 250 mm wide with rust converter using a brush, priming with GF-021 primer in one layer, painting of metal primed surfaces with enamel PF-115 in 2 layers | m2 | 60
3.5.5 | Priming of concrete and plastred flooring surfaces | m2 | 15
3.5.6 | Applying of the renewed protective layer of flooring at thickness of layer of repaired material 10 mm | m2 | 30
3.5.7 | Priming of walls (the first layer), plastering with polymer cement plaster (vertical surface, layer thickness 2 mm) | m2 | 180
3.5.8 | Filling of exterior joints of wall panels with mastic | m | 568
3.5.9 | Coating of metal beams up to 250 mm wide with rust converter using a brush, cleaning of surfaces with brushes, priming with GF-021 primer in one layer, painting of metal primed surfaces with enamel PF-115 in 2 layers | m2 | 229
3.5.10 | Installation and dismantling of tubular scaffolding up to 20 m high for the interior facility works | m2 | 36
3.6 | PS: service area
3.6.1 | Production and installation of steel N 20 H-beams (on top of reinforced concrete and stone supports) | t | 1
3.6.2 | Production of elements for service platforms of the equipment and pipelines, installation of platforms with a flooring and a fencing from sheet, corrugated, plain and round steel | t | 1
3.6.3 | Priming of metal surfaces with GF-021 primer in one layer, painting of metal primed surfaces with enamel PF-115 in 2 layers | m2 | 67
3.7 | Pump station
3.7.1 | Filling of openings, nests and cracks up to 0.1 m2 in reinforced concrete walls and partitions with concrete | m3 | 1
3.8 | Air valve chamber + valve type ВК-4
3.8.1 | Laying of ПТ8-11.9 cover slabs with the area up to 1 m2 (0.2 t, V = 0.079 m3) | psc. | 1
3.8.2 | Drilling of openings in reinforced concrete structures, opening's diameter 60 mm, depth of drilling 200 mm | psc. | 16
3.8.3 | Construction and installation of ladder brackets using hot rolled reinforcing steel of periodic profile, class A-III, diameter 16 mm | kg | 16
3.8.4 | Injection of polymer solutions in cracks, seams and openings in stone structures, cross-sectional area of the crack or seam up to 2.5 cm2 (vertical surfaces of structures) | m | 50
3.8.5 | Priming of concrete and plastered surfaces, applying of the renewed protective layer of concrete and reinforced concrete structures at thickness of layer of repaired material 10 mm (vertical surfaces), painting of interior walls with lime solutions on top of plaster layer including preparation of surfaces | m2 | 26
3.8.6 | Drilling of horizontal openings in reinforced concrete structures with a depth of 200 mm and a diameter of 160 mm | psc. | 1
3.8.7 | Construction and installation of a cap support with steel electrically weld pipes with a diameter of 159х4 mm | m | 2
3.8.8 | Installation of protective caps made of steel sheets above round-shaped shafts DN 200 - for the chimney | cap | 1
3.8.9 | Priming of metal surfaces with GF-021 primer in one layer, painting of metal primed surfaces with enamel PF-115 in 2 layers | m2 | 1
3.9 | Air release valve chamber
3.9.1 | Laying of ПТ8-11.9 cover slabs with the area up to 1 m2 (0.2 t, V = 0.079 m3) | psc. | 5
3.9.2 | Drilling of openings in reinforced concrete structures, opening's diameter 60 mm, depth of drilling 200 mm | psc. | 80
3.9.3 | Construction and installation of ladder brackets | kg | 81
3.9.4 | Injection of polymer solutions in cracks, seams and openings in stone structures, cross-sectional area of the crack or seam up to 2.5 cm2 (vertical surfaces of structures) | m | 150
3.9.5 | Priming of concrete and plastered surfaces, applying of the renewed protective layer of concrete and reinforced concrete structures at thickness of layer of repaired material 10 mm (vertical surfaces), painting of interior walls with lime solutions on top of plaster layer including preparation of surfaces | m2 | 80
3.9.6 | Drilling of horizontal openings in reinforced concrete structures with a depth of 200 mm and a diameter of 160 mm | psc. | 5
3.9.7 | Construction and installation of a cap support with steel electrically weld pipes with a diameter of 159х4 mm | m | 11
3.9.8 | Installation of protective caps made of steel sheets above round-shaped shafts DN 200 - for the chimney | cap | 5
3.9.9 | Priming of metal surfaces with GF-021 primer in one layer, painting of metal primed surfaces with enamel PF-115 in 2 layers | m2 | 5
3.10 | Вischarge chamber type МК-1
3.10.1 | Installation of prefabricated round reinforced concrete wells in dry soils (bottom slabs 1 pcs.) | m3 | 1
3.10.2 | Injection of polymer solutions in cracks, seams and openings in stone structures, cross-sectional area of the crack or seam up to 2.5 cm2 (vertical surfaces of structures) | m | 50
3.10.3 | Priming of concrete and plastered surfaces, applying of the renewed protective layer of concrete and reinforced concrete structures at thickness of layer of repaired material 10 mm (vertical surfaces), painting of interior walls with lime solutions on top of plaster layer including preparation of surfaces | m2 | 22
3.11 | Water hammer suppressing chambers 1,2
3.11.1 | Waterproofing of walls, bituminous side foundation coating in 2 layers on top of leveled surface of rubble masonry, brick, concrete, coating with polyvinyl chloride membranes for underground construction | m2 | 112
3.11.2 | Installation of manhole covers ЛЗБ4 | psc. | 4
3.11.3 | Waterproofing of seams in reinforced concrete walls by injection method, seam's cross section 20 mm x 100 mm, without water filtration when reducing the cross-section area of the seam over 20 cm2 for every 5 cm2 up to 5 cm2 | m of seam | 136
3.11.4 | Priming of concrete and plastered surfaces with varnish (first layer), applying of the renewed protective layer of horizontal concrete and reinforced concrete structures at thickness of layer of repaired material 10 mm (5-20 mm) h = 10 mm | m2 | 90
3.11.5 | Drilling of openings in reinforced concrete structures, opening's diameter 60 mm, depth of drilling 200 mm | psc. | 96
3.11.6 | Construction and installation of ladders brackets | kg | 64
3.11.7 | Oil painting of ladders | m2 | 1
3.11.8 | Painting of interior walls with lime solutions on top of plaster layer including preparation of surfaces | m2 | 100
3.12 | Water hammer suppressing chamber 3
3.12.1 | Waterproofing of walls, bituminous side foundation coating in 2 layers on top of leveled surface of rubble masonry, brick, concrete, coating with polyvinyl chloride membranes for underground construction | m2 | 45
3.12.2 | Installation of manhole covers ЛЗБ4 | psc. | 2
3.12.3 | Waterproofing of seams in reinforced concrete walls by injection method, seam's cross section 20 mm x 100 mm, without water filtration when reducing the cross-section area of the seam over 20 cm2 for every 5 cm2 up to 5 cm2 | m of seam | 68
3.12.4 | Priming of concrete and plastered surfaces with varnish (first layer), applying of the renewed protective layer of horizontal concrete and reinforced concrete structures at thickness of layer of repaired material 10 mm (5-20 mm) h = 10 mm | m2 | 30
3.12.5 | Drilling of openings in reinforced concrete structures, opening's diameter 60 mm, depth of drilling 200 mm | psc. | 24
3.12.6 | Construction and installation of ladders brackets using hot rolled reinforcing steel of periodic profile, class A-III, diameter 16 mm | kg | 61
3.12.7 | Oil painting of ladders | m2 | 1
3.12.8 | Painting of interior walls with lime solutions on top of plaster layer including preparation of surfaces | m2 | 33
3.13 | Watersupply chambers 1,3,5,6,7
3.13.1 | Installation of prefabricated round reinforced concrete wells in dry soils | m3 | 6
3.14 | Watersupply chambers 4
3.14.1 | Installation of prefabricated round reinforced concrete wells in dry soils | m3 | 1
3.15 | Water hammer chamber 1: stage 1
3.15.1 | Disassembly of roofing from rolled materials and cement screed | m2 | 71
3.15.2 | Loading of waste on dump trucks by excavators | t | 4
3.15.3 | Dismantling of single crane beams at elevation up to 25 m and weighing up to 1 ton | t | 2
3.15.4 | Dismantling of cover slabs with supports on both sides and area up to 10 m2 | psc. | 9
3.15.5 | Transportation of prefabricated reinforced concrete elements with a length from 6.6 to 12 m by general purpose vehicles at a distance of 30 km | t | 8
3.15.6 | Disassembly of brick walls | m3 | 5
3.15.7 | Loading of waste on dump trucks by excavators and transportation of construction waste by dump trucks at a distance of 30 km | t | 4
3.15.8 | Dismantling of platforms with flooring and fence | t | 4
3.15.9 | Disassembly of wooden doorway openings | m2 | 3
3.15.10 | Disassembly of wooden window openings including window sills boards | m2 | 5
3.15.11 | Manual waste loading and transportation of construction waste by dump trucks at a distance of 30 km | kg | 100
3.15.12 | Filling of window openings in stone walls with prefabricated metalplastic blocks 1760х1340 | m2 | 5
3.15.13 | Installation of metal double door blocks 2100х1320 with steel boxes | m2 | 3
3.15.14 | Preparation of beams surfaces subject to repair (vertical surfaces with exposed reinforcing bars), priming of walls, the first layer - antiseptic (mold treatment), applying of the renewed protective layer at thickness of layer of repaired material 10 mm (ceiling surfaces) | m2 | 64
3.15.15 | Priming of concrete and plastered surfaces with varnish (first layer), applying of the renewed protective layer at thickness of layer of repaired material 10 mm (vertical surfaces) | m2 | 88
3.15.16 | Masonry works of simple exterior brick (ceramic) walls at a height of a floor over 4 m (dimention 250х120х65 mm, grade М200 - 788 pcs.) | m3 | 2
3.15.17 | Stitching of seams of the previously applied masonry brickwork, priming of walls, the first layer - antiseptic (mold treatment), impoved plastering of masonry walls manually with cement and lime mortar, improved painting of walls with polyvinyl acetate water-emulsion based mixes on top of plaster | m2 | 114
3.15.18 | Priming of wall jambs (the first layer), installation of a metal grid base for plastering | m2 | 4
3.15.19 | Plastering of flat stone jambs with cement and lime solution at width up to 200 mm а=40 mm | m | 13
3.15.20 | Improved painting of walls with polyvinyl acetate water-emulsion based mixes on top of plaster | m2 | 4
3.15.21 | Drying of the floor with fire | m3 | 1
3.15.22 | Applying of self-leveling screeds from 5 mm thick solution with adding for every 1 mm of self-leveling screeds thickness, up to 10 mm | m2 | 60
3.16 | Water hammer chamber 1: stage 2
3.16.1 | Installation of steel H-shape beams N 24 (on top of reinforced concrete and stone supports) | t | 2
3.16.2 | Priming of metal surfaces of beams with GF-021 primer in one layer, painting of metal primed surfaces with enamel PF-115 in 2 layers | m2 | 53
3.16.3 | Installation of a roofing cover from set of a sandwich panel TPK 160/200 (screws+sealant+adhesive sealant) - Instalation of either painted or not painted structures supplied in packages | m2 | 67
3.16.4 | Instalattion of parapets from galvanized steel sheets | m2 | 5
3.16.5 | Construction of belts in framework | m3 | 4
3.16.6 | Construction and installation of embedded parts weighing more than 10 kg to 20 kg | kg | 141
3.16.7 | Priming of metal surfaces with GF-0119 primer in one layer | m2 | 4
3.16.8 | Masonry works of simple exterior brick (ceramic) walls at a height of a floor over 4 m (dimention 250х120х65 mm, grade М200) | m3 | 6
3.17 | Service areas of the water hammer suppressing chamber №1
3.17.1 | Installation of steel H-shape beams (on top of reinforced concrete and stone supports) | t | 1
3.17.2 | Production of elements of platforms for servicing of the equipment and pipelines, installation of platforms with a flooring and a fencing from sheet, corrugated, plain and round steel | t | 3
3.17.3 | Construction of the metal fence L=21 m | kg | 263
3.17.4 | Priming of metal surfaces with GF-021 primer in one layer and painting of metal primed surfaces with enamel PF-115 in 2 layers | m2 | 177
3.18 | Water hammer chamber 2: stage 1
3.18.1 | Disassembly of roofing from rolled materials and cement screed | m2 | 71
3.18.2 | Loading of waste on dump trucks by excavators | t | 4
3.18.3 | Dismantling of single crane beams at elevation up to 25 m and weighing up to 1 ton | t | 2
3.18.4 | Dismantling of cover slabs with supports on both sides and area up to 10 m2 | psc. | 9
3.18.5 | Transportation of prefabricated reinforced concrete elements with a length from 6.6 to 12 m by general purpose vehicles at a distance of 30 km | t | 8
3.18.6 | Disassembly of brick walls | m3 | 5
3.18.7 | Loading of waste on dump trucks by excavators and transportation of construction waste by dump trucks at a distance of 30 km | t | 4
3.18.8 | Dismantling of platforms with flooring and fence | t | 4
3.18.9 | Disassembly of wooden doorway openings | m2 | 3
3.18.10 | Disassembly of wooden window openings including window sills boards | m2 | 5
3.18.11 | Manual waste loading and transportation of construction waste by dump trucks at a distance of 30 km | kg | 100
3.18.12 | Filling of window openings in stone walls with prefabricated metalplastic blocks 1760х1340 | m2 | 5
3.18.13 | Installation of metal double door blocks 2100х1320 with steel boxes | m2 | 3
3.18.14 | Preparation of beams surfaces subject to repair (vertical surfaces with exposed reinforcing bars), priming of walls, the first layer - antiseptic (mold treatment), applying of the renewed protective layer at thickness of layer of repaired material 10 mm (ceiling surfaces) | m2 | 64
3.18.15 | Drying of the floor with fire | m3 | 1
3.18.16 | Applying of self-leveling screeds from 5 mm thick solution with adding for every 1 mm of self-leveling screeds thickness, up to 10 mm | m2 | 60
3.18.17 | Priming of wall surfaces (first layer), improved painting of walls on top of grid without construction of frame | m2 | 88
3.18.18 | Masonry works of simple exterior brick (ceramic) walls at a height of a floor over 4 m (dimention 250х120х65 mm, grade М200 - 788 pcs.) | m3 | 2
3.18.19 | Stitching of seams of the previously applied masonry brickwork, priming of walls, the first layer - antiseptic (mold treatment), impoved plastering of masonry walls manually with cement and lime mortar, improved painting of walls with polyvinyl acetate water-emulsion based mixes on top of plaster | m2 | 114
3.18.20 | Priming of wall jambs (the first layer), installation of a metal grid base for plastering | m2 | 4
3.18.21 | Plastering of flat stone jambs with cement and lime solution at width up to 200 mm а=40 mm | m | 13
3.18.22 | Improved painting of walls with polyvinyl acetate water-emulsion based mixes on top of plaster | m2 | 4
3.19 | Water hammer chamber 2: stage 2
3.19.1 | Masonry works of simple exterior brick (ceramic) walls at a height of a floor over 4 m (dimention 250х120х65 mm, grade М200) | m3 | 6
3.19.2 | Construction of belts in framework - БМ-1 | m3 | 4
3.19.3 | Construction and installation of embedded parts weighing more than 10 kg to 20 kg | kg | 141
3.19.4 | Priming of metal surfaces with GF-0119 primer in one layer | m2 | 4
3.19.5 | Installation of steel H-shape beams N 24 (on top of reinforced concrete and stone supports) | t | 2
3.19.6 | Priming of metal surfaces of beams with GF-021 primer in one layer, painting of metal primed surfaces with enamel PF-115 in 2 layers | m2 | 53
3.19.7 | Installation of a roofing cover from set of a sandwich panel TPK 160/200 (screws+sealant+adhesive sealant) - Instalation of either painted or not painted structures supplied in packages | m2 | 67
3.19.8 | Instalattion of parapets from galvanized steel sheets | m2 | 5
3.20 | Service areas of the water hammer suppressing chamber №1
3.20.1 | Installation of steel H-shape beams (on top of reinforced concrete and stone supports) | t | 1
3.20.2 | Production of elements of platforms for servicing of the equipment and pipelines, installation of platforms with a flooring and a fencing from sheet, corrugated, plain and round steel | t | 3
3.20.3 | Construction of the metal fence L=21 m | t | 263
3.20.4 | Priming of metal surfaces with GF-021 primer in one layer and painting of metal primed surfaces with enamel PF-115 in 2 layers | m2 | 177
4 | Earthworks
4.1 | B1.1 Water Supply Networks
4.1.1 | Soil excavation with loading on dump trucks by excavators, group of soils 2, work on a dump, group of soils 2-3 | m3 | 231
4.1.2 | Manual finishing, cleaning the bottom and walls manually with moving of soil in the ditches and trenches developed in a mechanized way, loading of soil on dump trucks by excavators, group of soils 2, work on a dump, group of soils 2-3 | m3 | 27
4.1.3 | Manual leveling of the bottom and bevels of the trench excavations, group of soils 2 | m2 | 30
4.1.4 | Arrangment of a sand base under the pipelines | m3 | 3
4.1.5 | Loading of soil on dump trucks by excavators, group of soils 2 | m3 | 284
4.1.6 | Transportation of soil up to 1 km | t | 824
4.1.7 | Backfilling of trenches and ditches with bulldozers with displacement soil up to 5 m, soil group 2, compaction of soil by pneumatic rammers, soil group 1, 2 | m3 | 227
4.1.8 | Manual backfilling of trenches, sides of ditches and pits, group of soils 2 (K = 20%) | m3 | 17
4.2 | B1.2 Water Supply Networks
4.2.1 | Soil excavation with loading on dump trucks by excavators, group of soils 2, work on a dump, group of soils 2-3 | m3 | 86
4.2.2 | Manual finishing, cleaning the bottom and walls manually with moving of soil in the ditches and trenches developed in a mechanized way, loading of soil on dump trucks by excavators, group of soils 2, work on a dump, group of soils 2-3 | m3 | 10
4.2.3 | Manual leveling of the bottom and bevels of the trench excavations, group of soils 2 | m2 | 12
4.2.4 | Arrangment of a sand base under the pipelines | m3 | 1
4.2.5 | Loading of soil on dump trucks by excavators, group of soils 2 | m3 | 83
4.2.6 | Transportation of soil up to 1 km | t | 298
4.2.7 | Backfilling of trenches and ditches with bulldozers with displacement soil up to 5 m, soil group 2, compaction of soil by pneumatic rammers, soil group 1, 2 | m3 | 66
4.2.8 | Manual backfilling of trenches, sides of ditches and pits, group of soils 2 (K = 20%) | m3 | 17
4.3 | B1.3 Water Supply Networks
4.3.1 | Soil excavation with loading on dump trucks by excavators, group of soils 2, work on a dump, group of soils 2-3 | m3 | 168
4.3.2 | Manual finishing, cleaning the bottom and walls manually with moving of soil in the ditches and trenches developed in a mechanized way, loading of soil on dump trucks by excavators, group of soils 2, work on a dump, group of soils 2-3 | m3 | 19
4.3.3 | Manual leveling of the bottom and bevels of the trench excavations, group of soils 2 | m2 | 22
4.3.4 | Arrangement of a sand base under the pipelines | m3 | 2
4.3.5 | Loading of soil on dump trucks by excavators, group of soils 2 | m3 | 185
4.3.6 | Transportation of soil up to 1 km | t | 614
4.3.7 | Backfilling of trenches and ditches with bulldozers with displacement soil up to 5 m, soil group 2, compaction of soil by pneumatic rammers, soil group 1, 2 | m3 | 148
4.3.8 | Manual backfilling of trenches, sides of ditches and pits, group of soils 2 (K = 20%) | m3 | 37
4.4 | B1.4 Water Supply Networks
4.4.1 | Soil excavation with loading on dump trucks by excavators, group of soils 2, work on a dump, group of soils 2-3 | m3 | 199
4.4.2 | Manual finishing, cleaning the bottom and walls manually with moving of soil in the ditches and trenches developed in a mechanized way, loading of soil on dump trucks by excavators, group of soils 2, work on a dump, group of soils 2-3 | m3 | 23
4.4.3 | Manual leveling of the bottom and bevels of the trench excavations, group of soils 2 | m2 | 25
4.4.4 | Arrangement of a sand base under the pipelines | m3 | 3
4.4.5 | Loading of soil on dump trucks by excavators, group of soils 2 | m3 | 219
4.4.6 | Transportation of soil up to 1 km | t | 721
4.4.7 | Backfilling of trenches and ditches with bulldozers with displacement soil up to 5 m, soil group 2, compaction of soil by pneumatic rammers, soil group 1, 2 | m3 | 175
4.4.8 | Manual backfilling of trenches, sides of ditches and pits, group of soils 2 (K = 20%) | m3 | 44
4.5 | B1.5 Water Supply Networks
4.5.1 | Soil excavation with loading on dump trucks by excavators, group of soils 2, work on a dump, group of soils 2-3 | m3 | 136
4.5.2 | Manual finishing, cleaning the bottom and walls manually with moving of soil in the ditches and trenches developed in a mechanized way, loading of soil on dump trucks by excavators, group of soils 2, work on a dump, group of soils 2-3 | m3 | 16
4.5.3 | Manual leveling of the bottom and bevels of the trench excavations, group of soils 2 | m2 | 17
4.5.4 | Arrangment of a sand base under the pipelines | m3 | 2
4.5.5 | Loading of soil on dump trucks by excavators, group of soils 2 | m3 | 150
4.5.6 | Transportation of soil up to 1 km | t | 499
4.5.7 | Backfilling of trenches and ditches with bulldozers with displacement soil up to 5 m, soil group 2, compaction of soil by pneumatic rammers, soil group 1, 2 | m3 | 120
4.5.8 | Manual backfilling of trenches, sides of ditches and pits, group of soils 2 (K = 20%) | m3 | 30
4.6 | B1.6 Water Supply Networks
4.6.1 | Soil excavation with loading on dump trucks by excavators, group of soils 2, work on a dump, group of soils 2-3 | m3 | 376
4.6.2 | Manual finishing, cleaning the bottom and walls manually with moving of soil in the ditches and trenches developed in a mechanized way, loading of soil on dump trucks by excavators, group of soils 2, work on a dump, group of soils 2-3 | m3 | 42
4.6.3 | Manual leveling of the bottom and bevels of the trench excavations, group of soils 2 | m2 | 17
4.6.4 | Arrangement of a sand base under the pipelines | m3 | 4
4.6.5 | Loading of soil on dump trucks by excavators, group of soils 2 | m3 | 414
4.6.6 | Transportation of soil up to 1 km | t | 1373
4.6.7 | Backfilling of trenches and ditches with bulldozers with displacement soil up to 5 m, soil group 2, compaction of soil by pneumatic rammers, soil group 1, 2 | m3 | 331
4.6.8 | Manual backfilling of trenches, sides of ditches and pits, group of soils 2 (K = 20%) | m3 | 83
4.7 | B1.7 Water Supply Networks
4.7.1 | Soil excavation with loading on dump trucks by excavators, group of soils 2, work on a dump, group of soils 2-3 | m3 | 188
4.7.2 | Manual finishing, cleaning the bottom and walls manually with moving of soil in the ditches and trenches developed in a mechanized way, loading of soil on dump trucks by excavators, group of soils 2, work on a dump, group of soils 2-3 | m3 | 21
4.7.3 | Manual leveling of the bottom and bevels of the trench excavations, group of soils 2 | m2 | 21
4.7.4 | Arrangment of a sand base under the pipelines | m3 | 2
4.7.5 | Loading of soil on dump trucks by excavators, group of soils 2 | m3 | 207
4.7.6 | Transportation of soil up to 1 km | t | 687
4.7.7 | Backfilling of trenches and ditches with bulldozers with displacement soil up to 5 m, soil group 2, compaction of soil by pneumatic rammers, soil group 1, 2 | m3 | 166
4.7.8 | Manual backfilling of trenches, sides of ditches and pits, group of soils 2 (K = 20%) | m3 | 41
4.8 | B1.8 Water Supply Networks
4.8.1 | Soil excavation with loading on dump trucks by excavators, group of soils 2, work on a dump, group of soils 2-3 | m3 | 1153
4.8.2 | Manual finishing, cleaning the bottom and walls manually with moving of soil in the ditches and trenches developed in a mechanized way, loading of soil on dump trucks by excavators, group of soils 2, work on a dump, group of soils 2-3 | m3 | 136
4.8.3 | Manual leveling of the bottom and bevels of the trench excavations, group of soils 2 | m2 | 204
4.8.4 | Arrangment of a sand base under the pipelines | m3 | 20
4.8.5 | Loading of soil on dump trucks by excavators, group of soils 2 | m3 | 1268
4.8.6 | Transportation of soil up to 1 km | t | 4409
4.8.7 | Backfilling of trenches and ditches with bulldozers with displacement soil up to 5 m, soil group 2, compaction of soil by pneumatic rammers, soil group 1, 2 | m3 | 1014
4.8.8 | Manual backfilling of trenches, sides of ditches and pits, group of soils 2 (K = 20%) | m3 | 254
4.9 | B1.9 Water Supply Networks
4.9.1 | Soil excavation with loading on dump trucks by excavators, group of soils 2, work on a dump, group of soils 2-3 | m3 | 902
4.9.2 | Manual finishing, cleaning the bottom and walls manually with moving of soil in the ditches and trenches developed in a mechanized way, loading of soil on dump trucks by excavators, group of soils 2, work on a dump, group of soils 2-3 | m3 | 107
4.9.3 | Manual leveling of the bottom and bevels of the trench excavations, group of soils 2 | m2 | 160
4.9.4 | Arrangment of a sand base under the pipelines | m3 | 16
4.9.5 | Loading of soil on dump trucks by excavators, group of soils 2 | m3 | 992
4.9.6 | Transportation of soil up to 1 km | t | 3300
4.9.7 | Backfilling of trenches and ditches with bulldozers with displacement soil up to 5 m, soil group 2, compaction of soil by pneumatic rammers, soil group 1, 2 | m3 | 794
4.9.8 | Manual backfilling of trenches, sides of ditches and pits, group of soils 2 (K = 20%) | m3 | 198
4.10 | B1.10 Water Supply Networks
4.10.1 | Soil excavation with loading on dump trucks by excavators, group of soils 2, work on a dump, group of soils 2-3 | m3 | 88
4.10.2 | Manual finishing, cleaning the bottom and walls manually with moving of soil in the ditches and trenches developed in a mechanized way, loading of soil on dump trucks by excavators, group of soils 2, work on a dump, group of soils 2-3 | m3 | 10
4.10.3 | Manual leveling of the bottom and bevels of the trench excavations, group of soils 2 | m2 | 12
4.10.4 | Arrangment of a sand base under the pipelines | m3 | 1
4.10.5 | Loading of soil on dump trucks by excavators, group of soils 2 | m3 | 97
4.10.6 | Transportation of soil up to 1 km | t | 322
4.10.7 | Backfilling of trenches and ditches with bulldozers with displacement soil up to 5 m, soil group 2, compaction of soil by pneumatic rammers, soil group 1, 2 | m3 | 78
4.10.8 | Manual backfilling of trenches, sides of ditches and pits, group of soils 2 (K = 20%) | m3 | 19
4.11 | On-site networks: water hammer suppressing chamber 1
4.11.1 | Soil excavation with loading on dump trucks by excavators, group of soils 2 | m3 | 10
4.11.2 | Manual finishing, cleaning the bottom and walls manually with moving of soil in the ditches and trenches developed in a mechanized way, loading of soil on dump trucks by excavators, group of soils 2 | m3 | 7
4.11.3 | Work on a dump, group of soils 2-3, loading of soil on dump trucks by excavators, group of soils 2 | m3 | 17
4.11.4 | Installation of cover slabs with supports on both sides and area up to 5 m2 | psc. | 4
4.11.5 | Transportation of soil up to 1 km | t | 55
4.11.6 | Backfilling of trenches and ditches with bulldozers with displacement soil up to 5 m, soil group 2, compaction of soil by pneumatic rammers, soil group 1, 2 | m3 | 13
4.11.7 | Manual backfilling of trenches, sides of ditches and pits, group of soils 2 (K = 20%) | m3 | 3
4.12 | On-site networks: water hammer suppressing chamber 2
4.12.1 | Soil excavation with loading on dump trucks by excavators, group of soils 2 | m3 | 10
4.12.2 | Manual finishing, cleaning the bottom and walls manually with moving of soil in the ditches and trenches developed in a mechanized way, loading of soil on dump trucks by excavators, group of soils 2 | m3 | 7
4.12.3 | Work on a dump, group of soils 2-3, loading of soil on dump trucks by excavators, group of soils 2 | m3 | 17
4.12.4 | Installation of cover slabs with supports on both sides and area up to 5 m2 | psc. | 4
4.12.5 | Transportation of soil up to 1 km | t | 55
4.12.6 | Backfilling of trenches and ditches with bulldozers with displacement soil up to 5 m, soil group 2, compaction of soil by pneumatic rammers, soil group 1, 2 | m3 | 13
4.12.7 | Manual backfilling of trenches, sides of ditches and pits, group of soils 2 (K = 20%) | m3 | 3
4.13 | On-site networks: water hammer suppressing chamber 3
4.13.1 | Soil excavation with loading on dump trucks by excavators, group of soils 2 | m3 | 8
4.13.2 | Manual finishing, cleaning the bottom and walls manually with moving of soil in the ditches and trenches developed in a mechanized way, loading of soil on dump trucks by excavators, group of soils 2 | m3 | 5
4.13.3 | Work on a dump, group of soils 2-3, loading of soil on dump trucks by excavators, group of soils 2 | m3 | 13
4.13.4 | Installation of cover slabs with supports on both sides and area up to 5 m2 | psc. | 2
4.13.5 | Transportation of soil up to 1 km | t | 43
4.13.6 | Backfilling of trenches and ditches with bulldozers with displacement soil up to 5 m, soil group 2 | m3 | 10
4.13.7 | Compaction of soil by pneumatic rammers, soil group 1, 2 | m3 | 10
4.13.8 | Manual backfilling of trenches, sides of ditches and pits, group of soils 2 (K = 20%) | m3 | 3
4.14 | Watersupply chambers 1,3,5,6,7
4.14.1 | Cutting of dense shrubs and low forests in naturally occurring soils with bush cutters and gathering of cut or uprooted dense shrubs and low forests with a combine grubber and collecting device on a tractor base with relocation up to 20 m | m2 | 500
4.14.2 | Shredding branches, bushes and treetops with a wood chipper for brunch thickness from 1 to 5 cm | m3 | 8
4.14.3 | Excavation of the soil in the dump by "dragline" or "backhoe" excavators, group of soils 2 | m3 | 181
4.14.4 | Manual finishing, cleaning the bottom and walls manually with moving of soil in the ditches and trenches developed in a mechanized way | m3 | 78
4.14.5 | Construction of banks by excavators, group of soils 2 | m3 | 181
4.14.6 | Manual backfilling of trenches, sides of ditches and pits, group of soils 2 | m3 | 78
4.14.7 | Compaction of soil by pneumatic rammers, soil group 1, 2 | m3 | 258
4.15 | Watersupply chambers 4
4.15.1 | Cutting of dense shrubs and low forests in naturally occurring soils with bush cutters and gathering of cut or uprooted dense shrubs and low forests with a combine grubber and collecting device on a tractor base with relocation up to 20 m | m2 | 100
4.15.2 | Shredding branches, bushes and treetops with a wood chipper for brunch thickness from 1 to 5 cm | m3 | 2
4.15.3 | Excavation of the soil in the dump by "dragline" or "backhoe" excavators, group of soils 2 | m3 | 36
4.15.4 | Manual finishing, cleaning the bottom and walls manually with moving of soil in the ditches and trenches developed in a mechanized way | m3 | 16
4.15.5 | Construction of banks by excavators, group of soils 2 | m3 | 36
4.15.6 | Manual backfilling of trenches, sides of ditches and pits, group of soils 2 | m3 | 16
4.15.7 | Leveling of areas in a mechanized way, group of soils 2 | m2 | 1
4.15.8 | Compaction of soil by pneumatic rammers, soil group 1,2 | m3 | 52
4.16 | 6 kV Power supply line
4.16.1 | Soil excavation with loading on dump trucks b excavators, group of soils 2 | m3 | 2
4.16.2 | Transportation of soil up to 30 km | t | 4
4.16.3 | Manual excavation of soil in trenches with a deprth up to 2 m with natural slopes without fastening, group of soils 1 | m3 | 4
4.16.4 | Manual backfilling of trenches, sides of ditches and pits, group of soils 2 | m3 | 4
4.16.5 | Installation of a bedding when there is one cable in trench | m | 17
4.17 | 0.4 kV Power supply line
4.17.1 | Soil excavation with loading on dump trucks by excavators, group of soils 2 | m3 | 27
4.17.2 | Manual excavation of soil in trenches with a deprth up to 2 m with natural slopes without fastening, group of soils 2 | m3 | 1
4.17.3 | Manual backfilling of trenches, sides of ditches and pits, group of soils 1 | m3 | 19
4.17.4 | Installation of a bedding when there is one cable in trench | m | 9
4.18 | 0.4 kV Power supply line: Grounding of the module box
4.18.1 | Manual excavation of soil in trenches with a deprth up to 2 m with natural slopes without fastening, group of soils 2 | m3 | 48
4.18.2 | Manual backfilling of trenches, sides of ditches and pits, group of soils 2 | m3 | 48
4.19 | Installation of automation equipment
4.19.1 | Soil excavation with loading on dump trucks by excavators, group of soils 2 | m3 | 27
4.19.2 | Manual excavation of soil in trenches with a deprth up to 2 m with natural slopes without fastening, group of soils 2 | m3 | 1
4.19.3 | Manual backfilling of trenches, sides of ditches and pits, group of soils 1 | m3 | 19
4.19.4 | Installation of a bedding when there is one cable in trench | m | 9
5 | Construction and installation works
5.1 | Installation of flanged blindings in water receiving chamber
5.1.1 | Inspection of underwater structures: parts of hydraulic structures, diving boat station, gravity structures with underwater part up to 6 m, without detailed examination | m2 | 10
5.1.2 | Installation of a steel flat welded flange DN 1000 PN 10 at water intake openings | psc. | 1
5.1.3 | Electric ark welding of one-sided overlapping and T joints (seam types Н1 and Т1) at the bottom position of the seam, seam leg length up to 12 mm (works in artificial lighting) | m of seam | 3
5.1.4 | Installation of a steel flat welded flange DN 1400 PN 10 at water intake openings | psc. | 2
5.1.5 | Electric ark welding of one-sided overlapping and T joints (seam types Н1 and Т1) at the bottom position of the seam, seam leg length up to 18 mm (works in artificial lighting) | m of seam | 9
5.1.6 | Electro-oxygen cutting of steel sheets at the bottom position of the cut, thickness of sheet up to 18 mm (dismantling of the blingings) | m of cut | 9
5.1.7 | Electro-oxygen cutting of steel sheets at the bottom position of the cut, thickness of sheet up to 12 mm (dismantling of the blingings) | m of cut | 3
5.1.8 | Lifting of various objects from the water by a manual winch crane or a hoist device with loading of objects on a vessel, metal structures weighing up to 1 t (works in artificial lightin) | psc. | 3
5.1.9 | Drainage from ditches | m3 | 100
5.2 | PS: Installation works
5.2.1 | Installation and preparation of the pump unit Q=2450 m3/h, Н=90 m n=750 rpm, U=3x6000В; Р2=900 kW for testing, commissioning, connection to power network | psc. | 2
5.2.2 | Installation of a Double Eccentric Valve DN 1400 mm, PN 10 with telescopic sterm Hactual = 17.80 m and connected to it e-drive with a support stand Нactual = 1.5 m | psc. | 2
5.2.3 | Installation of a flanged shor type ductile iron valve F4 (GR14) DN 1000 PN 10 with reducer and electric drive IP68, 50Hz, 400V | psc. | 2
5.2.4 | Installation of a flanged short type ductile iron valve F4 (GR14) DN 800 PN 16 with reducer and electric drive IP68, 50Hz, 400V | psc. | 2
5.2.5 | Installation of a ductile iron short type Valve F4 (GR14) with rubber wedge DN 150 PN 10 and a hand wheel | psc. | 2
5.2.6 | Installation of a ductile iron dismantling joint type F3 DN 1000 PN 10 with galvanized metal elements | psc. | 2
5.2.7 | Installation of a rubber expansion joint type 50 cord "red" with steel galvanized flanges DN 400 PN 16 without control rod | psc. | 1
5.2.8 | Installation of a rubber expansion joint type 58 cord "red" with steel galvanized flanges DN 500 PN 16 without control rod | psc. | 1
5.2.9 | Installation of a rubber expansion joint type 50 cord "red" with steel galvanized flanges DN 300 PN 16 without control rod | psc. | 1
5.2.10 | Installation of a threaded ductile iron full-pass combination air (air release) valve DN 1" PN 16 | psc. | 1
5.2.11 | Installation of a flanged ductile iron full-pass combination air (air release) valve DN 150 PN 16. Are of the kinetic opening Skin.open.=17671 mm2 | psc. | 2
5.2.12 | Installation of a threaded ductile iron full-pass combination air (air release) valve DN 1" PN 16 with a threaded insert 1"х1/2 | psc. | 1
5.2.13 | Installation of a flanged double eccentric ductile iron butterfly valve F4 (GR14) DN 1000 PN 10 with reducer and electric drive IP68, 50Hz, 400V and a support stand Нactual = 1.5 m | psc. | 1
5.2.14 | Installation of a pressure gauge | psc. | 2
5.2.15 | Installation of a pressure and vacuum gauge | psc. | 2
5.3 | PS: Pipelines
5.3.1 | Laying of steel water supply pipelines with a hydraulic test, diameter 159/4 mm, washing and disinfecting of pipelines | m | 20
5.3.2 | Connection of steel pipe branches with a diameter of 325/9 mm to the existing networks, washing and disinfecting of pipelines | m | 1
5.3.3 | Laying of steel water supply pipelines with a hydraulic test, diameter 426/12 mm | m | 1
5.3.4 | Washing and disinfecting of pipelines with a diameter of 426/12 mm | m | 1
5.3.5 | Laying of steel water supply pipelines with a hydraulic test, diameter 820/12 mm | m | 40
5.3.6 | Washing and disinfecting of pipelines with a diameter of 820/12 mm | m | 32
5.3.7 | Laying of steel water supply pipelines with a hydraulic test, diameter 1020/12 mm | m | 7
5.3.8 | Washing and disinfecting of pipelines with a diameter of 1020/12 mm | m | 9
5.3.9 | Welding of flat steel weld flange DN 1400 PN 16 to steel pipelines DN 1400 | psc. | 2
5.3.10 | Welding of flat steel weld flange DN 1000 PN 16 to steel pipelines DN 1000 | psc. | 5
5.3.11 | Welding of flat steel weld flange DN 800 PN 16 to steel pipelines DN 800 | psc. | 5
5.3.12 | Welding of flat steel weld flange DN 600 PN 16 to steel pipelines DN 600 | psc. | 1
5.3.13 | Welding of flat steel weld flange DN 500 PN 16 to steel pipelines DN 500 | psc. | 1
5.3.14 | Welding of flat steel weld flange DN 400 PN 16 to steel pipelines DN 400 | psc. | 1
5.3.15 | Welding of flat steel weld flange DN 300 PN 16 to steel pipelines DN 300 | psc. | 1
5.3.16 | Welding of flat steel weld flange DN 150 PN 16 to steel pipelines DN 150 | psc. | 2
5.3.17 | Installation of a transition Э1020/18-630/12, L=1030 | psc. | 1
5.3.18 | Installation of a transition Э1020/18-530/10, L=1250 | psc. | 1
5.3.19 | Installation of a transition К820/16-530/12, L=800 | psc. | 1
5.3.20 | Installation of a transition К820/16-426/11, L=1030 | psc. | 1
5.3.21 | Installation of a bend 90-820/12 | psc. | 4
5.3.22 | Installation of a bend 90-820/12 | psc. | 4
5.3.23 | Installation of a transition Э530/12-426/10, L=300 | psc. | 1
5.3.24 | Installation of a transition К426/14-325/12, L=220 | psc. | 1
5.3.25 | Installation of a bend 60-530/12 | psc. | 1
5.3.26 | Installation of a bend 90-426/12 | psc. | 2
5.3.27 | Installation of a bend 6-325/12 | psc. | 1
5.3.28 | Quality control of welded joints of pipelines by external inspection and measurement and ultrasonic flaw detection with transverse sounding, performed during installation, pipe diameter 1020 mm | psc. | 6
5.3.29 | Quality control of welded joints of pipelines by external inspection and measurement and ultrasonic flaw detection with transverse sounding, performed during installation, pipe diameter 820 mm, wall thickness up to 15-24 mm | psc. | 6
5.3.30 | Quality control of welded joints of pipelines by external inspection and measurement and ultrasonic flaw detection with transverse sounding, performed during installation, pipe diameter 820 mm, wall thickness up to 9-14 mm | psc. | 8
5.3.31 | Quality control of welded joints of pipelines by external inspection and measurement and ultrasonic flaw detection with transverse sounding, performed during installation, pipe diameter 630 mm, wall thickness up to 9-14 mm | psc. | 2
5.3.32 | Quality control of welded joints of pipelines by external inspection and measurement and ultrasonic flaw detection with transverse sounding, performed during installation, pipe diameter up to 530 mm, wall thickness up to 9-14 mm | psc. | 5
5.3.33 | Quality control of welded joints of pipelines by external inspection and measurement and ultrasonic flaw detection with transverse sounding, performed during installation, pipe diameter up to 465 mm, wall thickness up to 9-14 mm | psc. | 7
5.3.34 | Quality control of welded joints of pipelines by external inspection and measurement and ultrasonic flaw detection with transverse sounding, performed during installation, pipe diameter up to 377 mm, wall thickness up to 12 mm | psc. | 4
5.3.35 | Cleaning of surfaces of devices and pipelines with brushes, degreasing of surfaces of devices and pipelines DN more than 500 with white spirit, priming with enamel PF-0119 in 2 layers at once | m2 | 151
5.3.36 | Painting of metal primed surfaces with enamel PF-115 in 2 layers | m2 | 61
5.4 | B1 Water Supply Networks
5.4.1 | В1.1
5.4.1.1 | Quality control of welded joints of pipelines by external inspection and measurement and ultrasonic flaw detection with transverse sounding, performed during installation, pipe diameter 820/12 mm | psc. | 5
5.4.1.2 | Laying of steel water supply pipelines with a hydraulic test, pipe diameter 820/12 mm, washing and disinfecting, applying of highly reinforced bitumen and rubber based anti-corrosion insulation | m | 20
5.4.2 | В1.2
5.4.2.1 | Laying of steel water supply pipelines with a hydraulic test, pipe diameter 1020/12 mm, washing and disinfecting, applying of highly reinforced bitumen and rubber based anti-corrosion insulation | m | 10
5.4.3 | В1.3
5.4.3.1 | Quality control of welded joints of pipelines by external inspection and measurement and ultrasonic flaw detection with transverse sounding, performed during installation, pipe diameter 820/12 mm | psc. | 4
5.4.3.2 | Laying of steel water supply pipelines with a hydraulic test, pipe diameter 820/12 mm, washing and disinfecting, applying of highly reinforced bitumen and rubber based anti-corrosion insulation | m | 16
5.4.4 | В1.4
5.4.4.1 | Quality control of welded joints of pipelines by external inspection and measurement and ultrasonic flaw detection with transverse sounding, performed during installation, pipe diameter 820/12 mm | psc. | 4
5.4.4.2 | Laying of steel water supply pipelines with a hydraulic test, pipe diameter 820/12 mm, washing and disinfecting, applying of highly reinforced bitumen and rubber based anti-corrosion insulation | m | 17
5.4.5 | В1.5
5.4.5.1 | Quality control of welded joints of pipelines by external inspection and measurement and ultrasonic flaw detection with transverse sounding, performed during installation, pipe diameter 820/12 mm | psc. | 4
5.4.5.2 | Laying of steel water supply pipelines with a hydraulic test, pipe diameter 820/12 mm, washing and disinfecting, applying of highly reinforced bitumen and rubber based anti-corrosion insulation | m | 13
5.4.6 | В1.6
5.4.6.1 | Quality control of welded joints of pipelines by external inspection and measurement and ultrasonic flaw detection with transverse sounding, performed during installation, pipe diameter 530/12 mm | psc. | 6
5.4.6.2 | Laying of steel water supply pipelines with a hydraulic test, pipe diameter 530/12 mm, washing and disinfecting, applying of highly reinforced bitumen and rubber based anti-corrosion insulation | m | 28
5.4.7 | В1.7
5.4.7.1 | Quality control of welded joints of pipelines by external inspection and measurement and ultrasonic flaw detection with transverse sounding, performed during installation, pipe diameter 530/12 mm | psc. | 4
5.4.7.2 | Laying of steel water supply pipelines with a hydraulic test, pipe diameter 530/12 mm, washing and disinfecting, applying of highly reinforced bitumen and rubber based anti-corrosion insulation | m | 14
5.4.8 | В1.8
5.4.8.1 | Laying of steel water supply pipelines with a hydraulic test, pipe diameter 1020/12 mm, washing and disinfecting, applying of highly reinforced bitumen and rubber based anti-corrosion insulation | m | 112
5.4.8.2 | Quality control of welded joints of pipelines by external inspection and measurement and ultrasonic flaw detection with transverse sounding, performed during installation, pipe diameter 1020/12 mm | psc. | 20
5.4.9 | В1.9
5.4.9.1 | Laying of steel water supply pipelines with a hydraulic test, pipe diameter 1020/12 mm, washing and disinfecting, applying of highly reinforced bitumen and rubber based anti-corrosion insulation | m | 90
5.4.9.2 | Quality control of welded joints of pipelines by external inspection and measurement and ultrasonic flaw detection with transverse sounding, performed during installation, pipe diameter 1020/12 mm | psc. | 16
5.4.10 | В1.10
5.4.10.1 | Laying of steel water supply pipelines with a hydraulic test, pipe diameter 1020/12 mm, washing and disinfecting, applying of highly reinforced bitumen and rubber based anti-corrosion insulation | m | 15
5.4.10.2 | Quality control of welded joints of pipelines by external inspection and measurement and ultrasonic flaw detection with transverse sounding, performed during installation, pipe diameter 1020/12 mm | psc. | 4
5.5 | On-site networks - Pipeline
5.5.1 | Arrangment of a sand base under the pipelines | m3 | 30
5.5.2 | Laying of steel water supply pipelines with a hydraulic test, pipe diameter 1020/12 mm, applying of highly reinforced bitumen and rubber based anti-corrosion insulation | m | 217
5.5.3 | Installation of a tee for pipelines with a diameter of 1020/12 mm | psc. | 1
5.5.4 | Installation of a tee for pipelines with a diameter of 1020/14-820/12 mm | psc. | 2
5.5.5 | Installation of a steel elbow bend 30* for pipelines with a diameter of 1020/12 mm | psc. | 1
5.5.6 | Installation of a steel elbow bend 15* for pipelines with a diameter of 1020/12 mm | psc. | 1
5.5.7 | Installation of a transition for pipelines with a diameter of К1020/14-820/12 mm, L=580 | psc. | 2
5.5.8 | Installation of a transition for pipelines with a diameter of К1020/20-530/12 mm, L=1250 | psc. | 1
5.5.9 | Applying of highly reinforced bitumen and rubber based anti-corrosion insulation on seams and fittings of steel pipelines with a diameter of 1020/12 mm | m | 15
5.5.10 | Washing and disinfecting of pipelines with a diameter of 1020/12 mm | m | 289
5.5.11 | Laying of steel water supply pipelines with a hydraulic test, with a diameter of 820/12 mm, applying of highly reinforced bitumen and rubber based anti-corrosion insulation | m | 74
5.5.12 | Installation of a steel elbow 90* for pipelines with a diameter of 820/12 mm | psc. | 2
5.5.13 | Installation of a steel elbow 45* for insulated pipes with a diameter of 820/12 mm | psc. | 4
5.5.14 | Installation of a tee for pipelines with a diameter of 820/12-820/12 mm | psc. | 2
5.5.15 | Installation of a transition for pipes with a diameter of Э820/16-820/12 mm, L=800 | psc. | 1
5.5.16 | Applying of highly reinforced bitumen and rubber based anti-corrosion insulation on seams and fittings of steel pipelines with a diameter of 820/12 mm | m | 17
5.5.17 | Washing and disinfecting of pipelines with a diameter of 820/12 mm | m | 91
5.5.18 | Laying of steel water supply pipelines with a hydraulic test, pipe diameter 530/12 mm, applying of highly reinforced bitumen and rubber based anti-corrosion insulation | m | 12
5.5.19 | Installation of a steel elbow 45* for insulated pipes with a diameter of 540/12 mm | psc. | 3
5.5.20 | Applying of highly reinforced bitumen and rubber based anti-corrosion insulation on seams and fittings of steel pipelines with a diameter of 530/12 mm | m | 5
5.5.21 | Washing and disinfecting of pipelines with a diameter of 530/12 mm | m | 17
5.5.22 | Quality control of welded joints of pipelines by external inspection and measurement and ultrasonic flaw detection with transverse sounding, performed during installation, with a diameter of 530/12 mm | psc. | 7
5.5.23 | Quality control of welded joints of pipelines by external inspection and measurement and ultrasonic flaw detection with transverse sounding, performed during installation, with a diameter of 820/12 mm | psc. | 38
5.5.24 | Quality control of welded joints of pipelines by external inspection and measurement and ultrasonic flaw detection with transverse sounding, performed during installation, with a diameter of 1020/12 mm | psc. | 48
5.5.25 | Washing and disinfecting of pipelines DN 900 | m | 28252
5.6 | On-site networks: water hammer suppressing chamber 1
5.6.1 | Installation of flanged ductile iron return valve with double eccentric and counter weight DN 800 PN 16 including hydraulic brake | psc. | 2
5.6.2 | Installation of ductile iron short type Valve F4 (GR14) with rubber wedge DN 200 PN 16 and a hand wheel | psc. | 2
5.6.3 | Installation of combination flanged ductile iron full-pass air (air release) valve DN 200 PN 16 with built-in hydraulic shock protection. Kinetik opening area Skin.open.=31416 mm2 | psc. | 2
5.6.4 | Installation of dismantling joint DN 800, PN 16 | psc. | 2
5.6.5 | Welding of flanges 1-200-16 to steel pipelines DN 200 | psc. | 2
5.6.6 | Welding of flanges 1-800-16 to steel pipelines DN 800 | psc. | 4
5.6.7 | Installation of a transition К530/14-377/12 L=300 | psc. | 2
5.6.8 | Installation of a transition К377/16-219/10 L=220 | psc. | 2
5.6.9 | Connection of steel pipe branches DN 800 to the existing networks | pcs. | 2
5.6.10 | Quality control of welded joints of pipelines by external inspection and measurement and ultrasonic flaw detection with transverse sounding, performed during installation, pipe diameter up to 219 mm, wall thickness up to 6-8 mm | psc. | 4
5.6.11 | Quality control of welded joints of pipelines by external inspection and measurement and ultrasonic flaw detection with transverse sounding, performed during installation, pipe diameter up to 377 mm, wall thickness up to 9-14 mm | psc. | 4
5.6.12 | Quality control of welded joints of pipelines by external inspection and measurement and ultrasonic flaw detection with transverse sounding, performed during installation, pipe diameter up to 530 mm, wall thickness up to 9-14 mm | psc. | 3
5.6.13 | Quality control of welded joints of pipelines by external inspection and measurement and ultrasonic flaw detection with transverse sounding, performed during installation, pipe diameter up to 820 mm, wall thickness up to 9-14 mm | psc. | 4
5.6.14 | Cleaning of surfaces of devices and pipelines with brushes (+pipeline with a diameter of 820 mm), degreasing of surfaces of devices and pipelines DN more than 500 mm with white spirit, priming with enamel PF-0119 in 2 layers at once, painting of metal primed surfaces with enamel PF-115 in 2 layers | m2 | 6
5.7 | On-site networks: water hammer suppressing chamber 2
5.7.1 | Installation of flanged ductile iron return valve with double eccentric and counter weight DN 800 PN 16 icluding hydraulic brake | psc. | 2
5.7.2 | Installation of ductile iron short type Valve F4 (GR14) with rubber wedge DN 200 PN 16 and a hand wheel | psc. | 2
5.7.3 | Installation of combination flanged ductile iron full-pass air (air release) valve DN 200 PN 16 with built-in hydraulic shock protection. Kinetik opening area Skin.open.=31416 mm2 | psc. | 2
5.7.4 | Installation of dismantling joint DN 800, PN 16 | psc. | 2
5.7.5 | Welding of flanges 1-200-16 to steel pipelines DN 200 | psc. | 2
5.7.6 | Welding of flanges 1-800-16 to steel pipelines DN 800 | psc. | 4
5.7.7 | Installation of a transition К530/14-377/12 L=300 | psc. | 2
5.7.8 | Installation of a transition К377/16-219/10 L=220 | psc. | 2
5.7.9 | Connection of steel pipe branches DN 800 to the existing networks | pcs. | 2
5.7.10 | Quality control of welded joints of pipelines by external inspection and measurement and ultrasonic flaw detection with transverse sounding, performed during installation, pipe diameter up to 219 mm, wall thickness up to 6-8 mm | pcs. | 4
5.7.11 | Quality control of welded joints of pipelines by external inspection and measurement and ultrasonic flaw detection with transverse sounding, performed during installation, pipe diameter up to 377 mm, wall thickness up to 9-14 mm | pcs. | 4
5.7.12 | Quality control of welded joints of pipelines by external inspection and measurement and ultrasonic flaw detection with transverse sounding, performed during installation, pipe diameter up to 530 mm, wall thickness up to 9-14 mm | pcs. | 3
5.7.13 | Quality control of welded joints of pipelines by external inspection and measurement and ultrasonic flaw detection with transverse sounding, performed during installation, pipe diameter up to 820 mm, wall thickness up to 9-14 mm | pcs. | 4
5.7.14 | Cleaning of surfaces of devices and pipelines with brushes (+pipeline with a diameter of 820 mm), degreasing of surfaces of devices and pipelines DN more than 500 with white spirit, priming with enamel PF-0119 in 2 layers at once, painting of metal primed surfaces with enamel PF-115 in 2 layers | m2 | 6
5.8 | On-site networks: water hammer suppressing chamber 3
5.8.1 | Installation of flanged ductile iron return valve with double eccentric and counter weight DN 800, PN 16 including hydraulic brake | psc. | 1
5.8.2 | Installation of ductile iron short type Valve F4 (GR14) with rubber wedge DN 200, PN 16 and a hand wheel | psc. | 2
5.8.3 | Installation of combination flanged ductile iron full-pass air (air release) valve DN 200, PN 16 with built-in hydraulic shock protection. Kinetik opening area Skin.open.=31416 mm2 | psc. | 1
5.8.4 | Installation of dismantling joint DN 800, PN 16 | psc. | 1
5.8.5 | Welding of flanges 1-200-16 to steel pipelines DN 200 | psc. | 1
5.8.6 | Welding of flanges 1-800-16 to steel pipelines DN 800 | psc. | 2
5.8.7 | Installation of a transition К530/14-377/12 L=300 | psc. | 1
5.8.8 | Installation of a transition К377/16-219/10 L=220 | psc. | 1
5.8.9 | Connection of steel pipe branches DN 800 to the existing networks | pcs. | 1
5.8.10 | Quality control of welded joints of pipelines by external inspection and measurement, performed during installation, pipe diameter up to 219 mm | pcs. | 4
5.8.11 | Quality control of welded joints of pipelines by external inspection and measurement, performed during installation, pipe diameter up to 377 mm | pcs. | 4
5.8.12 | Quality control of welded joints of pipelines by external inspection and measurement, performed during installation, pipe diameter up to 530 mm | pcs. | 3
5.8.13 | Quality control of welded joints of pipelines by external inspection and measurement, performed during installation, pipe diameter up to 820 mm | pcs. | 4
5.8.14 | Quality control of welded joints of pipelines by ultrasonic flaw detection with transverse sounding, performed during installation, pipe diameter up to 219 mm, wall thickness up to 6-8 mm | pcs. | 2
5.8.15 | Quality control of welded joints of pipelines by ultrasonic flaw detection with transverse sounding, performed during installation, pipe diameter up to 377 mm, wall thickness up to 9-14 mm | pcs. | 2
5.8.16 | Quality control of welded joints of pipelines by ultrasonic flaw detection with transverse sounding, performed during installation, DN up to 550, wall thickness up to 9-14 mm | pcs. | 2
5.8.17 | Quality control of welded joints of pipelines by ultrasonic flaw detection with transverse sounding, performed during installation, pipe diameter 820 mm, wall thickness up to 9-14 mm | pcs. | 2
5.8.18 | Cleaning of surfaces of devices and pipelines with brushes (+pipeline with a diameter of 820 mm), degreasing of surfaces of devices and pipelines DN more than 500 with white spirit, priming with enamel PF-0119 in 2 layers at once, painting of metal primed surfaces with enamel PF-115 in 2 layers | m2 | 6
5.9 | Water supply chambers 1,3,4,5,6,7
5.9.1 | Installation of flanged double eccentric ductile iron butterfly valve F4 (GR14) DN 1400 D47 PN 10 with reducer, an telescopic stem H=17.80 m and its connection, e-drive IP68, 50Hz, 400V with a support stand Нactual = 1.5 m for installation under water | psc. | 1
5.9.2 | Welding of steel flat weld flange DN 1400 PN 10 to steel pipelines DN 1400 | psc. | 2
5.9.3 | Installation of flanged short type ductile iron valve F4 (GR14) with a rubber wedge DN 100 PN 10 and a hand wheel | psc. | 1
5.9.4 | Welding of steel flat weld flange DN 100 PN 10 to steel pipelines DN 100 | psc. | 2
5.9.5 | Installation of combination flanged ductile iron full-pass air (air release) valve DN 200 PN 16 with built-in hydraulic shock protection. Kinetik opening area Skin.open.=31416 mm2 | psc. | 5
5.9.6 | Connection of steel pipes DN 800 to the existing networks - weld pipe union l=150 DN 800 | psc. | 5
5.9.7 | Welding of coupling flange 800х200 PN 16 to steel pipelines DN 800 | psc. | 5
5.9.8 | installation of flanged short type ductile iron valve F4 (GR14) with a rubber wedge DN 200 PN 16 and a hand wheel | psc. | 5
5.9.9 | Cleaning of surfaces of devices and pipelines with brushes, degreasing of surfaces of devices and pipelines DN more than 500 mm with white spirit, priming with enamel PF-0119 in 2 layers at once, painting of metal primed surfaces with enamel PF-115 in 2 layers | m2 | 2
5.9.10 | Washing and disinfecting of pipelines DN 900 | m | 4811
5.10 | Water hammer chamber 1
5.10.1 | Installation of automatic flanged ductile iron hydraulic shock suppressing valve DN 300 PN 16 | psc. | 2
5.10.2 | Installation of ductile iron short type Valve F4 (GR14) with rubber wedge DN 200 PN 16 and a hand wheel | psc. | 1
5.10.3 | Installation of combination flanged ductile iron full-pass air (air release) valve DN 200 PN 16 with built-in hydraulic shock protection. Kinetik opening area Skin.open.=31416 mm2 | psc. | 1
5.10.4 | Installation of ductile iron short type Valve F4 (GR14) DN 1000 PN 16 with reducer and electric drive IP68, 50Hz, 400V | psc. | 1
5.10.5 | Installation of flanged ductile iron return valve with double eccentric and counter weight DN 1000 PN 16 including hydraulic brake | psc. | 1
5.10.6 | Installation of ductile iron short type Valve F4 (GR14) with rubber wedge DN 300 PN 16 and a hand wheel | psc. | 2
5.10.7 | Installation of flanged double eccentric ductile iron butterfly valve F4 (GR14) DN 1000 D47 PN 16 with reducer and e-drive IP68, 50Hz, 400V | psc. | 1
5.10.8 | Installation of ductile iron dismantling joint type F3 DN 1000 PN 10 with galvanized metal elements | psc. | 1
5.11 | Water hammer chamber 1: pipelines
5.11.1 | Laying of steel water supply pipelines with a hydraulic test, pipe diameter 630/10 mm | m | 2
5.11.2 | Washing and disinfecting of pipelines with a diameter of 630/10 mm | m | 5
5.11.3 | Welding of flat steel weld flange DN 1000 PN 16 to steel pipelines DN 1000 | psc. | 4
5.11.4 | Welding of flat steel weld flange DN 300 PN 16 to steel pipelines DN 300 | psc. | 8
5.11.5 | Welding of flat steel weld flange DN 200 PN 16 to steel pipelines DN 200 | psc. | 1
5.11.6 | Installation of a tee 1020/14-630/9 | psc. | 1
5.11.7 | Installation of a transition К630/14-426/10 L=580 | psc. | 3
5.11.8 | Installation of a transition К426/10-219/8 L=220 | psc. | 1
5.11.9 | Installation of a transition К426/10-325/8 L=220 | psc. | 2
5.11.10 | Quality control of welded joints of pipelines by external inspection and measurement, performed during installation, pipe diameter up to 219 mm | pcs. | 2
5.11.11 | Quality control of welded joints of pipelines by ultrasonic flaw detection with transverse sounding, performed during installation, pipe diameter up to 219 mm, wall thickness up to 6-8 mm | pcs. | 1
5.11.12 | Quality control of welded joints of pipelines by external inspection and measurement and ultrasonic flaw detection with transverse sounding, performed during installation, pipe diameter up to 377 mm, wall thickness up to 9-14 mm | pcs. | 20
5.11.13 | Quality control of welded joints of pipelines by external inspection and measurement and ultrasonic flaw detection with transverse sounding, performed during installation, pipe diameter 426 mm, wall thickness up to 9-14 mm | pcs. | 6
5.11.14 | Quality control of welded joints of pipelines by external inspection and measurement and ultrasonic flaw detection with transverse sounding, performed during installation, pipe diameter 630 mm, wall thickness up to 9-14 mm | pcs. | 4
5.11.15 | Quality control of welded joints of pipelines by external inspection and measurement and ultrasonic flaw detection with transverse sounding, performed during installation, pipe diameter up to 1020 mm, wall thickness up to 9-14 mm | pcs. | 2
5.11.16 | Cleaning of surfaces of devices and pipelines with brushes, degreasing of surfaces of devices and pipelines DN more than 500 with white spirit, priming with enamel PF-0119 in 2 layers at once, painting of metal primed surfaces with enamel PF-115 in 2 layers | m2 | 16
5.12 | Water hammer chamber 2
5.12.1 | Installation of automatic flanged ductile iron hydraulic shock suppressing valve DN 300 PN 16 | psc. | 2
5.12.2 | Installation of ductile iron short type valve F4 (GR14) with rubber wedge DN 200 PN 16 and a hand wheel | psc. | 1
5.12.3 | Installation of combination flanged ductile iron full-pass air (air release) valve DN 200 PN 16 with built-in hydraulic shock protection. Kinetik opening area Skin.open.=31416 mm2 | psc. | 1
5.12.4 | Installation of flanged ductile iron return valve with double eccentric and counter weight DN 1000 PN 16 including hydraulic brake | psc. | 1
5.12.5 | Installation of flanged ductile iron short type valve F4 (GR14) DN 1000 PN 16 with reducer and electric drive IP68, 50Hz, 400V | psc. | 1
5.12.6 | Installation of ductile iron short type valve F4 (GR14) with rubber wedge DN 300 PN 16 and a hand wheel | psc. | 2
5.12.7 | Installation of flanged double eccentric ductile iron butterfly valve F4 (GR14) DN 1000 D47 PN 16 with reducer and e-drive IP68, 50Hz, 400V | psc. | 1
5.12.8 | Installation of ductile iron dismantling joint type F3 DN 1000 PN 10 with galvanized metal elements | psc. | 1
5.13 | Water hammer chamber 2: pipelines
5.13.1 | Laying of steel water supply pipelines with a hydraulic test, pipe diameter 630/10 mm | m | 2
5.13.2 | Washing and disinfecting of pipelines with a diameter of 630/10 mm | m | 5
5.13.3 | Welding of flat steel weld flange DN 1000 PN 16 to steel pipelines DN 1000 | psc. | 4
5.13.4 | Welding of flat steel weld flange DN 300 PN 16 to steel pipelines DN 300 | psc. | 10
5.13.5 | Welding of flat steel weld flange DN 200 PN 16 to steel pipelines DN 200 | psc. | 1
5.13.6 | Installation of a tee 1020/14-630/9 | psc. | 1
5.13.7 | Installation of a transition К630/14-426/10, L=580 | psc. | 3
5.13.8 | Installation of a transition К377/10-325/8, L=220 | psc. | 2
5.13.9 | Installation of a transition К426/10-325/8, L=220 | psc. | 2
5.13.10 | Installation of a transition К426/10-219/8, L=220 | psc. | 1
5.13.11 | Quality control of welded joints of pipelines by external inspection and measurement, performed during installation, pipe diameter up to 219 mm | pcs. | 2
5.13.12 | Quality control of welded joints of pipelines by ultrasonic flaw detection with transverse sounding, performed during installation, pipe diameter 219 mm, wall thickness up to 6-8 mm | pcs. | 1
5.13.13 | Quality control of welded joints of pipelines by external inspection and measurement and ultrasonic flaw detection with transverse sounding, performed during installation, pipe diameter up to 377 mm, wall thickness up to 9-14 mm | pcs. | 20
5.13.14 | Quality control of welded joints of pipelines by external inspection and measurement and ultrasonic flaw detection with transverse sounding, performed during installation, pipe diameter 426 mm, wall thickness up to 9-14 mm | pcs. | 6
5.13.15 | Quality control of welded joints of pipelines by external inspection and measurement and ultrasonic flaw detection with transverse sounding, performed during installation, pipe diameter 630 mm, wall thickness up to 9-14 mm | pcs. | 4
5.13.16 | Quality control of welded joints of pipelines by external inspection and measurement and ultrasonic flaw detection with transverse sounding, performed during installation, pipe diameter up to 1020 mm, wall thickness up to 9-14 mm | pcs. | 2
5.13.17 | Cleaning of surfaces of devices and pipelines with brushes, degreasing of surfaces of devices and pipelines DN more than 500 with white spirit, priming with enamel PF-0119 in 2 layers at once, painting of metal primed surfaces with enamel PF-115 in 2 layers | m2 | 16
6 | Electrical installation works
6.1 | 6 kV Power supply line
6.1.1 | Installation of a vacuum circuit breaker with the switching module | psc. | 3
6.1.2 | Installation of a control module | psc. | 3
6.1.3 | Installation of a overvoltage limiter | psc. | 9
6.1.4 | Installation of a power transformer ТПЛУ-10-200/5A, 05/10P | psc. | 9
6.1.5 | Installation of a zero sequence transformer ТЗЛУ-70-1 | psc. | 3
6.1.6 | Installation of a microprocessor relay protection and automation device | psc. | 3
6.1.7 | Fastening of a console for a perforated ladder tray 41х410х2 mm | psc. | 48
6.1.8 | Fastening of a console L=300 mm | psc. | 660
6.1.9 | Installation of a perforated tray 75х300 on top of installed structures | m | 72
6.1.10 | Installation of a perforated ladder tray 70х300х1.5 on top of installed structures | m | 24
6.1.11 | Installation of a cable Пв Э Внг-6, 3*70, installed on top of the constructed structures and in trays with fastening throughout the entire length | m | 313
6.1.12 | Installation of steel pipes d=50, wall thickness 3 mm attached to walls with overlaying fastening brackets | m | 18
6.1.13 | Installation of cable Пв Э Внг-6, 3*70 installed in laid pipes | m | 18
6.1.14 | Installation of a cable Пв Э Внг-6, 3*70 installed in two-layered corrugated pipe d=110 | m | 51
6.1.15 | Covering of 1-2 cables laid in trenches with a signal tape «Attention! Cable» (300 mm) | m | 17
6.1.16 | Installation (by Heating) of the ending cable coupling 10ПКВТпН-8 (3/70-120) for the 3-core cable (one connection - 3 couplings) with a voltage up to 35 kV in climatic performance У-2.5 and УХЛ-2.5, cross section of one core up to 95 mm2 = 10 pc. | pcs. | 3
6.1.17 | Installation of a facade sheet for the cart cabinet | psc. | 1
6.1.18 | Installation of a module block-box of the 6 kV frequency converte | psc. | 2
6.1.19 | Additional equipment
6.1.19.1 | Installation of a set of the switchgear with a vacuum circuit breaker and a microprocessor relay protection and automation device | psc. | 1
6.1.19.2 | Installation of a vacuum circuit breaker with the switching module | psc. | 1
6.1.19.3 | Installation of a control module | psc. | 1
6.1.19.4 | Installation of a overvoltage limiter | psc. | 3
6.1.19.5 | Installation of a power transformer ТПЛУ-10-200/5A, 05/10P | psc. | 3
6.1.19.6 | Installation of microprocessor relay protection and automation device | psc. | 1
6.1.19.7 | Installation of facade sheet for the cart cabinet | psc. | 3
6.1.19.8 | Installation of the cell retrofit equipment 6 kV | lump sum | 1
6.2 | 0.4 kV Power supply line
6.2.1 | Installation of a automatic circuit breaker 6kА, 3Р, С, 50А | psc. | 1
6.2.2 | Installation of a automatic circuit breaker 6kА, 3Р, С, 40 | psc. | 3
6.2.3 | Installation of a automatic circuit breaker 6kА, 3Р, С, 32А | psc. | 2
6.2.4 | Installation of a automatic circuit breaker 6kА, 3Р, С, 20А | psc. | 1
6.2.5 | Installation of the supply and control cabinet ЩКЗА, voltage ~380/220W, 50HZ, 32А, ІР54, floor installation 200х1800х600 (WхHхD) | psc. | 1
6.2.6 | Installation of a local control panel for valves | psc. | 5
6.2.7 | Installation of a local control panel for pumps | psc. | 5
6.2.8 | Installation of a distribution box with a voltage of 500 V frequency 50 Hz 600x350x180 mm YARP-100R; | psc. | 2
6.2.9 | Installation of a flexible hermetic PVC sleeve in a case with sealing d=20 mm | m | 138
6.2.10 | Installation of a cable ВВГнг 4х1.5-0.66 in laid pipes or metal sleeves | m | 54
6.2.11 | Installation of a cable, cross-section 18*0.75 mm2 in laid pipes or metal sleeves | m | 84
6.2.12 | Fastening of a wall bracket 100 | psc. | 120
6.2.13 | Fastening of a monolithic bracket 200 | psc. | 40
6.2.14 | Installation of a ladder type tray, metal 200х100, L=3000 mm on top of installed structures | psc. | 7
6.2.15 | Installation of a perforated tray 100х100, L=3000 mm, t=0.7 mm on top of installed structures | psc. | 40
6.2.16 | Installation of a perforated tray 200х100, L=3000 mm, t=0.8 mm on top of installed structures | psc. | 14
6.2.17 | Installation of a cable ВВГнг 5х10-0.66, installed on top of the constructed structures and in trays with fastening throughout the entire length | m | 50
6.2.18 | Installation of a cable ВВГнг 5х6-0.66, installed on top of the constructed structures and in trays with fastening throughout the entire length | m | 147
6.2.19 | Installation of a cable ВВГнг 4х1.5-0.66, installed on top of the constructed structures and in trays with fastening throughout the entire length | m | 561
6.2.20 | Installation of a flexible cable КГ-0.66, 4х10, installed on top of the constructed structures and in trays with fastening throughout the entire length | m | 65
6.2.21 | Installation of a flexible cable КГ-0.66, 4х6, installed on top of the constructed structures and in trays with fastening throughout the entire length | m | 50
6.2.22 | Installation of a cable, cross-section 18*0.75 mm2, installed on top of the constructed structures and in trays with fastening throughout the entire length | m | 1076
6.2.23 | Installation of a cable, cross-section 10*0.75 mm2, installed on top of the constructed structures and in trays with fastening throughout the entire length | m | 100
6.2.24 | Installation of pipelines from two-layered flexible corrugated PE pipe d=40 | m | 413
6.2.25 | Installation of a cable ВВГнг 5х6-0.66 in laid pipes | m | 8
6.2.26 | Installation of a cable ВВГнг 4х1.5-0.66 in laid pipes | m | 135
6.2.27 | Installation of a cable, cross-section 18*0.75 mm2 in laid pipes | m | 270
6.2.28 | Crossing of cables with pipelines | pcs. | 2
6.2.29 | Installation of cable entry into the building | pcs. | 3
6.2.30 | Covering of 1-2 cables laid in trenches with a signal tape «Attention! Cable» (150 mm) | m | 104
6.3 | 0.4 kV Power supply line: Grounding of the module box
6.3.1 | Installation of an open grounding conductor on top of construction base, made of flexible grounding wire with a cross-section 16 mm2 | m | 5
6.3.2 | Installation of a horizontal grounding conductor in trench made of galvanized stell stripe, cross-section 160 mm2 | m | 50
6.3.3 | Installation of a vertical grounding conductor made of vertical coupling-free grounding core with a diameter of 16 mm | psc. | 4
6.4 | Installation of automation equipment
6.4.1 | Installation of the PLC cabinet in the set, 800х1800х500 | psc. | 1
6.4.2 | Installation of a local control panel for pumps | psc. | 2
6.4.3 | Installation of a flexible hermetic PVC sleeve in a case with sealing d=20 mm | m | 57
6.4.4 | Installation of the first wire in the laid metal sleeves, total cross section up to 16 mm2 | m | 54
6.4.5 | The console fastening - wall bracket 100 | psc. | 186
6.4.6 | Installation of a perforated tray and tray cover 100х100, L=3000 mm, t=0.7 mm on top of installed structures | psc. | 70
6.4.7 | Installation of a cable up to 35 kV, installed on top of the constructed structures and in trays with fastening throughout the entire length | m | 1479
6.4.8 | Installation of pipelines from two-layered flexible corrugated PE pipe d=63 | m | 10
6.4.9 | Installation of pipelines from two-layered flexible corrugated PE pipe d=40 | m | 87
6.4.10 | Installation of a cable up to 35 kV installed in laid pipes | m | 157
6.4.11 | Installation of a hydrostatic level sensor | psc. | 2
6.4.12 | Installation of a dry running control | psc. | 2
6.4.13 | Installation of a pressure measuring sensor | psc. | 4
6.4.14 | Installation of a pressure gauge 0-16 d=100, G1/2B | psc. | 2
7 | Road surfaces restoration and paving
7.1 | Blinding areas of the PS
7.1.1 | Disassembly of road asphalt concrete pavements and its foundations | m3 | 1
7.1.2 | Transportation of construction waste by dump trucks at a distance of 30 km | t | 10
7.1.3 | Disassembly of pavements and crushed stone foundations | m3 | 5
7.1.4 | Construction of sidewalk's crushed stone bases, layer thickness 12 cm, construction of concrete 30 mm thick cover | m2 | 40
7.2 | Water hammer suppressing chambers
7.2.1 | Construction of a single-layer crushed stone base 15 cm thick | m2 | 1602
7.2.2 | Construction of a leveling pavement layer from asphalt concrete mix by a motor grader | t | 247
7.2.3 | Restoration of the soil vegetation layer by a bulldozer with soil relocation up to 10 m, soil group 1 | m3 | 160
7.3 | Water hammer chamber 1
7.3.1 | Disassembly of road asphalt concrete pavements and its foundations | m3 | 1
7.3.2 | Loading of construction waste by excavators on dump trucks and transportation of construction waste by dump trucks at a distance of 30 km | t | 6
7.3.3 | Disassembly of pavements and crushed stone foundations | m3 | 3
7.3.4 | Construction of sidewalk's crushed stone bases, layer thickness 12 cm, construction of concrete 30 mm thick cover | m2 | 35
7.4 | Water hammer chamber 2
7.4.1 | Disassembly of road asphalt concrete pavements and its foundations | m3 | 1
7.4.2 | Loading of construction waste by excavators on dump trucks and transportation of construction waste by dump trucks at a distance of 30 km | t | 6
7.4.3 | Disassembly of pavements and crushed stone foundations | m3 | 3
7.4.4 | Construction of sidewalk's crushed stone bases, layer thickness 12 cm, construction of concrete 30 mm thick | m2 | 35
8 | Commissioning works
8.1 | Commissioning works of the Mytkiv 1st Lift PS | set | 1
9 | Other works
9.1 | Installation of flanged blindings in water receiving chamber
9.1.1 | Installation of a tripod up to 3 m high with a hoist suspension, hoist loading capacity up to 10 t | psc. | 2
9.1.2 | Installation of electrical part of the electrical hoist device with power supply by a flexible cable, moving within the beam up to 5 m | psc. | 2
9.1.3 | Dismantling of a tripod up to 3 m high with a hoist suspension, hoist loading capacity up to 10 t | psc. | 2
9.1.4 | Dismantling of electrical part of the electrical hoist device with power supply by a flexible cable, moving within the beam up to 5 m | psc. | 2
9.2 | Installation works
9.2.1 | Installation of electric hoist device 8 t | psc. | 1
9.2.2 | Installation of electric hoist device 10 t | psc. | 1
9.2.3 | Installation of electrical part of the electrical hoist device with power supply by a flexible cable, moving within the beam up to 15 m | psc. | 2
9.3 | Installation of the load-lifting equipment
9.3.1 | Dismantling of an electric rope hoist device, load lifting capacity 10 t, lifting hight 18 m | psc. | 2
9.3.2 | Installation of electrical part of the electrical hoist device with power supply by a flexible cable, moving within the beam up to 5 m | psc. | 2
9.3.3 | Installation of electrical part of the electrical hoist device with power supply by a flexible cable, moving within the beam up to 15 m | psc. | 2
9.3.4 | Installation of a tripod up to 6 m high with a hoist suspension, hoist loading capacity up to 10 t | psc. | 1
9.4 | Water hammer chamber 1
9.4.1 | Installation of manual gear and chain based hoist device 2 t | psc. | 1
9.5 | Water hammer chamber 2
9.5.1 | Installation of manual gear and chain based hoist device 2 t | psc. | 1
10 | Check Valve Chamber construction outside of PS fully equipped on the outlet pipe | Lump sum | 1
11 | Installation of the submersible pumps and piping system inside the PS to avoid water flooding | Lump Sum | 1
TOTAL CARRIED FORWARD TO GRAND SUMMARY
Note:
1. In the event of discrepancies between the unit price and the subtotal price, prices will be adjusted under clause 30.1(b) of the Instructions to Tenderers.
2. Mandatory spare parts are determined by the Tenderer, based on his experience, to ensure the smooth operation of the proposed equipment for the first at least two years.
Name:
In capacity of
Signed
Duly authorized to sign the bidder for and on behalf of (bidder name) _____________________________________________________
Dated on____day of ________________

## PS3
Rehabilitation and Modernisation of Raw Water Intake Mytkiv and Water Treatment Plant Vikno
PRICE SCHEDULE NO 3
Works Launch Complex (LC) 2- Vikno Water Treatment Plant
Item | Description | Unit | Q-ty | Unit price, excluding VAT, EUR | VAT, EUR | Subtotal, EUR
(3 + 4)
|  | 1 | 2 | 3 | 4 | 5
1 | Preparatory works
1.1 | Disassembly of road asphalt concrete pavements and its foundations, transportation of construction waste by dump trucks at a distance of 30 km | m3 | 1260
1.2 | Disassembly of pavements and crushed stone foundations, transportation of construction waste by dump trucks at a distance of 30 km | m3 | 2700
2 | Dismantling works
2.1 | Dismantling of equipment (ТХ.3, ВР. Sheet 1)
2.1.1 | Dismantling cast-iron flange valves for conventional pressure 1, the diameter of the conventional passage is 1000 mm | pcs | 5
2.1.2 | Dismantling cast-iron flange valves for conventional pressure 1 MPa, the diameter of the conventional passage is 800 mm | pcs | 6
2.1.3 | Dismantling cast-iron flange valves for conventional pressure 1 MPa, the diameter of the conventional passage is 600 mm | pcs | 13
2.1.4 | Dismantling cast-iron flange valves for conventional pressure 1 MPa, the diameter of the conventional passage is 400 mm | pcs | 8
2.1.5 | Dismantling cast-iron flange valves for conventional pressure 1 MPa, the diameter of the conditional passage is 125-150 mm | pcs | 34
2.1.6 | Dismantling of steel water pipes DN 1000 from the outlet from the NS 4PK0+00 to the inlet 4PC camera | m | 12
2.1.7 | Dismantling ring of round wells made of prefabricated reinforced concrete | m3 | 22
2.1.8 | Dismantling prefabricated round reinforced concrete manholes in dry soils | m3 | 17
2.2 | Dniester-Chernivtsi transmission main PS-II - PS-III section +09.07 - ВОР.2 launch
2.2.1 | Dismantling cast iron gate valves or check valves DN 100 mm | pcs | 13
2.2.2 | Dismantling cast iron gate valves DN 50 | pcs | 3
2.2.3 | Dismantling weld branch DN100 | pcs | 13
2.2.4 | Dismantling weld branch DN 50 | pcs | 3
2.2.5 | Dismantling double air release valve | pcs | 3
2.2.6 | Dismantling single air release valve | pcs | 10
2.2.7 | Dismantling roller support | kg | 14
2.2.8 | Dismantling of steel insert DN 800 | kg | 2480
2.2.9 | Dismantling of steel water pipes DN 900 mm | m | 4
2.2.10 | Dismantling flanged ductile iron valves for nominal pressure 1 MPa, DN1200 | pcs | 3
2.2.11 | Dismantling flanged ductile iron valves for nominal pressure 1 MPa, DN800 | pcs | 10
2.2.12 | Dismantling of corresponding steel flanges pipelines DN50 | pcs | 6
2.2.13 | Dismantling short type ductile iron valves DN100 | pcs | 13
2.2.14 | Dismantling corresponding flanges to the steel pipelines DN100 | pcs | 26
2.3 | Water hammer suppressing chamber №1
2.3.1 | Dismantling flanged ductile iron gate valves for nominal pressure 1 MPa, DN1000 | pcs | 1
2.3.2 | Dismantling ductile iron gate valves or check valves DN300 | pcs | 2
2.3.3 | Dismantling ductile iron valves DN200 | pcs | 1
2.3.4 | Dismantling valve DN1000 | pcs | 1
2.3.5 | Dismantling water hammer valve DN 300 | pcs | 2
2.3.6 | Dismantling of flanges (steel pipeline DN1000) | pcs | 4
2.3.7 | Dismantling of flanges (steel pipeline DN300) | pcs | 4
3 | Civil works
3.1 | Foundation of pump unit №3
3.1.1 | Dismantling of concrete foundations | m3 | 5
3.1.2 | Loading garbage with excavators on cars-dump trucks, transportation of construction waste on the distance is 30 km | t | 10
3.1.3 | Surface treatment with a sandblasting device in capacious structures - surface cleaning | m2 | 6
3.1.4 | Construction of reinforced concrete foundations for equipment with a volume in one place of up to 10 m3 | m3 | 3
3.1.5 | Installation of foundation anchor bolt 1 (85 kg) - М24х300 | psc | 10
3.1.6 | Installation of cement coatings with a thickness of 20 mm, add for every 5 mm change in cement thickness coatings up to 50 mm | m2 | 6
3.1.7 | Preparation of heavy cement mortars 200 marks | m3 | 1
3.2 | Foundation of pump unit №4
3.2.1 | Dismantling of concrete foundations | m3 | 10
3.2.2 | Loading garbage with excavators on cars-dump trucks, transportation of construction waste on the distance is 25 km | t | 21
3.2.3 | Surface treatment with a sandblasting device in capacious structures - surface cleaning | m2 | 14
3.2.4 | Construction of reinforced concrete foundations for equipment with a volume in one place of up to 10 m3 | m3 | 3
3.2.5 | Installation of foundation anchor bolt 1 (85 kg) - М24х300 | psc | 12
3.2.6 | Installation of cement coatings with a thickness of 20 mm, add for every 5 mm change in cement thickness coatings up to 50 mm | m2 | 14
3.2.7 | Preparation of heavy cement mortars 200 marks | m3 | 1
3.3 | II Lift PS - Facade
3.3.1 | Sealing of cracks and seams in concrete and reinforced concrete structures with polycement solution. cross section area up to 5 cm2, seams on top of vertical surface | m | 735
3.3.2 | Preparation of concrete surfaces with further applying of the renewed protective layer of concrete and reinforced concrete structures at thickness of layer of repaired material 10 mm | m2 | 83
3.3.3 | Stitching of seams of the previously applied masonry brickwork | m2 | 216
3.3.4 | Masonry works for separate brick wallsections at volume of masonry in one place up to 5m3 | m3 | 1
3.3.5 | Priming of walls, the first layer, impoved plastering of masonry walls manually with cement and lime mortar | m2 | 30
3.3.6 | Priming and plastering of concrete and plastered surfaces | m2 | 1664
3.3.7 | Dismantling window blocks with single and double frame in stone walls of industrial buildings at opening are up to 5 m2 | m2 | 446
3.3.8 | Filling of window openings in stone walls of residential and public buildings with prefabricated metalplastic blocks with an area up to 2 m2 | m2 | 446
3.3.9 | Dismantling of metal doors with steel boxes, installation of metal door boxes including hanging of door canvas | m2 | 18
3.3.10 | Dismantling of metal gates with steel door boxes 3600*3600, installation of metal gates with steel door boxes 3600*3600 | m2 | 13
3.3.11 | Replacement of belts, hood mold, exterior sills, eaves up to 0.4 m wide from sheet steel | m | 20
3.3.12 | Installation and dismantling of tubular scaffolding up to 16 m high for the exterior facade works | m2 | 2205
3.4 | II Lift PS - interior works
3.4.1 | Applying of the renewed protective layer of concrete and reinforced concrete structures at thickness of layer of repaired material 10 mm: ceiling surfaces | m2 | 600
3.4.2 | Coating of metal structures (- metal beams) up to 250 mm wide | m2 | 150
3.4.3 | Coating and stitching the seams of the ceiling panels with mortar from the bottom side | m | 227
3.4.4 | Priming of ceilings surfaces, the first layer | m2 | 680
3.4.5 | Improved plastering of ceilings with cement solution manually on top of concrete | m2 | 1220
3.4.6 | Disassembly of roofing from rolled materials, dismantling of leveling sand and cement screeds 15 mm thick, dismantling of leveling sand and cement screeds for every 1 mm of thickness change | m2 | 460
3.4.7 | Loading of waste on dump trucks by excavators, transportation of construction waste by dump trucks at a distance of 30 km | t | 25
3.4.8 | Applying bituminous primer | m2 | 460
3.4.9 | Construction of pitched roofs made of heat-weld materials in two layers | m2 | 570
3.4.10 | Applying of 15 mm thick sand and cement leveling screeds, applying of sand and cement leveling screeds for every 1 mm change of thickness up to 50 mm | m2 | 460
3.4.11 | Priming of concrete and plastered surfaces | m2 | 153
3.4.12 | Instalattion of small covers [parapets] from galvanized steel sheets | m2 | 153
3.4.13 | Priming of concrete and plastered surfaces | m2 | 120
3.4.14 | Disassembly of wall finishsing of ceramic glazed tiles | m2 | 180
3.4.15 | Loading of waste on dump trucks by excavators, transportation of construction waste by dump trucks at a distance of 30 km | t | 35
3.4.16 | Finishing of wall surfaces with ceramic tiles on a solution from dry gluing mix, number of tiles per 1 m2 up to 7 pieces | m2 | 255
3.4.17 | Priming of concrete and plastered surfaces | m2 | 800
3.4.18 | Finishing of wall surfaces with ceramic tiles on a solution from dry gluing mix, number of tiles per 1 m2 up to 7 pieces | m2 | 60
3.4.19 | Disassembly of flooring from ceramic tiles | m2 | 145
3.4.20 | Loading of waste on dump trucks by excavators, transportation of construction waste by dump trucks at a distance of 30 km | t | 6
3.4.21 | Finishing of flooring with ceramic tiles on a solution from dry gluing mix, number of tiles per 1 m2 up to 7 pieces | m2 | 195
3.4.22 | Installation of protective caps made of steel sheets above round-shaped shafts DN 400 mm | cap | 10
3.4.23 | Installation and dismantling of tubular inventory scaffolding for the interior works at the room height up to 6 m, add for every following 4 m of the roof height | m2 | 1188
3.5 | Service platforms №1, №2, №3
3.5.1 | Production of elements of platforms for servicing of the equipment and pipelines, installation of platforms with a flooring and a fencing from sheet, corrugated, plain and round steel | kg | 895
3.5.2 | Cleaning surfaces with brushes, priming of metal surfaces | m2 | 61
3.6 | Filter building. Facade.
3.6.1 | Sealing of cracks and seams in concrete and reinforced concrete structures with polycement solution, cross section area up to 5 cm2, seams on top of vertical surface | m | 390
3.6.2 | Applying of the renewed protective layer of concrete and reinforced concrete structures | m2 | 54
3.6.3 | Stitching of seams of the previously applied masonry brickwork | m2 | 75
3.6.4 | Masonry works for separate brick wallsections at volume of masonry in one place up to 5m3 | m3 | 1
3.6.5 | Impoved plastering of masonry walls manually with mortar | m3 | 30
3.6.6 | Priming and applying of the renewed protective layer of concrete with further polyvinyl acetate painting of facades from scaffolding with surface priming | m2 | 280
3.6.7 | Dismantling window blocks with single and double frame in stone walls of industrial buildings at opening | m2 | 230
3.6.8 | Filling of window openings in stone walls of residential and public buildings with prefabricated metalplastic blocks with an area up to 2 m2 | m2 | 230
3.6.9 | Dismantling of metal door boxes including hanging of door canvas | m2 | 2
3.6.10 | Installation of metal door boxes including hanging of door canvas | m2 | 2
3.6.11 | Dismantling metal gates with steel door boxes 3600*3600, installation of metal gates with steel door boxes 3600*3600 | m2 | 13
3.6.12 | Installation and dismantling of tubular scaffolding up to 16 m high for the exterior façade works | m2 | 2087
3.7 | Filter building. Roofing.
3.7.1 | Disassembly of roofing of rolled materials, dismantling of 15 mm thick sand and cement leveling screeds, dismantling of sand and cement leveling screeds for every 1 mm change of thickness | m2 | 2160
3.7.2 | Loading of construction waste on dump trucks by excavators, transportation of construction waste by dump trucks at a distance of 30 km | t | 117
3.7.3 | Applying the bituminous primer, construction of pitched roofs made of heat-weld materials in two layers, applying of 15 mm thick sand and cement leveling screeds | m2 | 2160
3.8 | Filter building. Columns, walls, joints.
3.8.1 | Disassembly of wall finishing from glazed ceramic tiles | m2 | 85
3.8.2 | Loading of construction waste on dump trucks by excavators, transportation of construction waste by dump trucks at a distance of 30 km | t | 4
3.8.3 | Priming and applying of the renewed protective layer of concrete and plastered surfaces | m2 | 900
3.8.4 | Simple painting of walls with polyvinyl acetate water emulsion mixtures on top of plaster and prefabricated constructions primed for painting | m2 | 130
3.8.5 | Preparation of concrete surfaces subject to repair with further applying of the renewed protective layer of concrete and reinforced concrete structures | m2 | 110
3.8.6 | Coating of metal structures (- embedded parts) up to 250 mm | m2 | 260
3.8.7 | Disassembly of wall finishing from glazed ceramic tiles | m2 | 135
3.8.8 | Loading of construction waste on dump trucks by excavators, transportation of construction waste by dump trucks at a distance of 30 km | t | 6
3.8.9 | Priming of concrete and plastered surfaces | m2 | 1330
3.8.10 | Applying of the renewed protective layer of concrete and reinforced concrete structures | m2 | 1330
3.8.11 | Simple painting of walls with polyvinyl acetate water emulsion mixtures on top of plaster and prefabricated constructions primed for painting | m2 | 340
3.8.12 | Dismantling of a straight staircase with a fence | kg | 728
3.9 | Filter building. Roof beams, roof slabs, crane beams.
3.9.1 | Priming of concrete and plastered surfaces with further applying of the renewed protective layer of concrete and reinforced concrete structures | m2 | 500
3.9.2 | Applying of the renewed protective layer of concrete and reinforced concrete structures | m2 | 100
3.9.3 | Coating of metal structures (- embedded parts) up to 250 mm wide | m2 | 229
3.9.4 | Priming of concrete and plastered surfaces with further applying of the renewed protective layer of concrete and reinforced concrete structures | m2 | 1500
3.9.5 | Preparation of concrete surfaces subject to repair with further applying of the renewed protective layer of concrete and reinforced concrete structures | m2 | 950
3.9.6 | Sealing of joints in concrete and reinforced concrete structures with polymer-cement mortar, cross-sectional area up to 5 cm2, joints on the vertical surface | m | 456
3.9.7 | Installation and dismantling of tubular inventory scaffolding for the interior works at the room, add for every following 4 m of the roof height | m2 | 2160
3.10 | Floors of the filter buildings and chamber
3.10.1 | Preparation of concrete surfaces subject to repair | m2 | 400
3.10.2 | Applying of the renewed protective layer of horizontal concrete and reinforced concrete structures | m2 | 570
3.10.3 | Disassembly of flooring from ceramic tiles | m2 | 150
3.10.4 | Loading of waste on dump trucks by excavators, transportation of construction waste by dump trucks at a distance of 30 km | t | 6
3.10.5 | Finishing of flooring with ceramic tiles on a solution from dry gluing mix, number of tiles per 1 m2 up to 7 pieces, priming of concrete and plastered surfaces, applying of the renewed protective layer of horizontal concrete and reinforced concrete structures | m2 | 200
3.10.6 | Disassembly of wall finishing of ceramic glazed tiles | m2 | 650
3.10.7 | Mortar rebound, rebound area in one place more than 5 m2 = К=0.7 | m2 | 325
3.10.8 | Loading of waste on dump trucks by excavators, transportation of construction waste by dump trucks at a distance of 30 km | t | 51
3.10.9 | Treatment of cement plaster with a neutralizing solution finishing of wall surfaces with ceramic tiles on a solution from dry gluing mix, number of tiles per 1 m2 up to 7 pieces | m2 | 650
3.10.10 | Disassembly of wall finishing of ceramic glazed tiles | m2 | 3330
3.10.11 | Mortar rebound, rebound area in one place more than 5 m2 = К=0.7 | m2 | 1665
3.10.12 | Loading of waste on dump trucks by excavators, transportation of construction waste by dump trucks at a distance of 30 km | t | 260
3.10.13 | Priming of wall surfaces, first layer, solid leveling of concrete wall surfaces | m2 | 3330
3.10.14 | Priming of concrete and plastered surfaces, applying of the renewed protective layer of horizontal concrete and reinforced concrete structures | m2 | 87
3.10.15 | Disassembly of wall finishing of ceramic glazed tiles | m2 | 250
3.10.16 | Mortar rebound, rebound area in one place more than 5 m2 | m2 | 125
3.10.17 | Loading of waste on dump trucks by excavators, transportation of construction waste by dump trucks at a distance of 30 km | t | 20
3.10.18 | Finishing of wall surfaces with ceramic tiles on a solution from dry gluing mix, number of tiles per 1 m2 up to 7 pieces | m2 | 250
3.11 | Filter building. Porch.
3.11.1 | Preparation of concrete surfaces subject to repair with further applying of the renewed protective layer of concrete and reinforced concrete structures | m2 | 20
3.11.2 | Sealing of joints in concrete and reinforced concrete structures with polymer-cement mortar, cross-sectional area up to 5 cm2, joints on the vertical surface | m | 91
3.11.3 | Disassembly of roofing from rolled materials, dismantling of leveling sand and cement screeds 15 mm thick | m2 | 20
3.11.4 | Loading of waste on dump trucks by excavators, transportation of construction waste by dump trucks at a distance of 30 km | t | 1
3.11.5 | Construction of 15 mm thick cement-sand levelling screeds, application of bituminous primer, construction of pitched roofs made of heat-weld materials in two layers, priming of surfaces, the first layer with further plastering of walls with cement solution manually on top of concrete, improved painting of walls with polivinyla cetatene wateremulsion mixes on top of plaster | m2 | 25
3.11.6 | Plastering of wall surfaces, first layer, improved painting of walls with polivinyla cetatene wateremulsion mixes on top of plaster | m2 | 40
3.12 | Filter building. Cover slabs of the built-in floors.
3.12.1 | Priming of concrete and plastered surfaces, applying of the renewed protective layer of concrete and reinforced concrete structures | m2 | 240
3.12.2 | Preparation of concrete surfaces subject to repair with further applying of the renewed protective layer of concrete and reinforced concrete structures | m2 | 90
3.12.3 | Sealing of joints in concrete and reinforced concrete structures with polymer-cement mortar, cross-sectional area up to 5 cm2, joints on the vertical surface | m | 263
3.13 | Filter building. Service platform Ог 1.
3.13.1 | Production of elements of platforms for servicing of the equipment and pipelines, installation of platforms with a flooring and a fencing from sheet, corrugated, plain and round steel | t | 14
3.13.2 | Degreasing surfaces of equipment and pipelines with diameter over 500 mm with white spirit, priming of metal surfaces | m2 | 67
3.14 | Sedimentation basins, reaction chamber КБ-3. Roof and parapet.
3.14.1 | Disassembly of roofing of rolled materials, disassembly of roofing of rolled materials in 1-3 layers, dismantling of 15 mm thick sand and cement leveling screeds | m2 | 4274
3.14.2 | Loading of construction waste on dump trucks by excavators, transportation of construction waste by dump trucks at a distance of 30 km | t | 231
3.14.3 | Applying the bituminous primer, construction of pitched roofs made of heat-weld materials in two layers, priming of wall surfaces, first layer, construction of 15 mm thick cement-sand levelling screeds | m2 | 4403
3.14.4 | Priming of concrete and plastered surfaces and applying of the renewed protective layer of concrete and reinforced concrete structures with further polyvinyl acetate painting of facades from scaffolding with surface priming | m2 | 133
3.14.5 | Preparation of concrete surfaces subject to repair with further polyvinyl acetate painting of facades from scaffolding with surface priming | m2 | 20
3.14.6 | Sealing and grouting of floor panel joints with mortar from below - Joints | m of seam | 300
3.14.7 | Installation of the small covers [parapets] with galvanized steel sheet | m2 | 41
3.15 | The contact reaction chamber КБ-3. Roofing.
3.15.1 | Disassembly of roofing of rolled materials, disassembly of cement creed | m2 | 1830
3.15.2 | Loading of construction waste on dump trucks by excavators, transportation of construction waste by dump trucks at a distance of 30 km | t | 99
3.15.3 | Applying the bituminous primer, construction of pitched roofs made of heat-weld materials in two layers | m2 | 1952
3.16 | The contact reaction chamber КБ-3. Roof beams, roof slabs, crane beams.
3.16.1 | Priming of concrete and plastered surfaces, applying of the renewed protective layer of concrete and reinforced concrete structures | m2 | 720
3.16.2 | Preparation of concrete surfaces subject to repair: ceiling surfaces with exposed reinforcing bars | m2 | 144
3.16.3 | Applying of the renewed protective layer of concrete and reinforced concrete structures | m2 | 1800
3.16.4 | Coating of metal structures (- embedded parts) up to 250 mm wide | m2 | 90
3.16.5 | Priming of concrete and plastered surfaces with further applying of the renewed protective layer of concrete and reinforced concrete structures | m2 | 1800
3.16.5 | Preparation of concrete surfaces subject to repair with further applying of the renewed protective layer of concrete and reinforced concrete structures and plastering of concrete surfaces with polymer cement plaster | m2 | 1200
3.16.7 | Sealing of joints in concrete and reinforced concrete structures with polymer-cement mortar, cross-sectional area up to 5 cm2, joints on the vertical surface | m | 682
3.16.8 | Disassembly of flooring from ceramic tiles | m2 | 150
3.16.9 | Loading of construction waste on dump trucks by excavators, transportation of construction waste by dump trucks at a distance of 30 km | t | 6
3.16.10 | Finishing of flooring with ceramic tiles on a solution from dry gluing mix, number of tiles per 1 m2 up to 7 pieces | m2 | 200
3.16.11 | Priming of concrete and plastered surfaces, applying of the renewed protective layer of horizontal concrete and reinforced concrete structures | m2 | 33
3.16.12 | Applying of the renewed protective layer of concrete and reinforced concrete structures with further improved painting of walls with polivinylacetatene wateremulsion mixes on top of plaster | m2 | 94
3.16.13 | Preparation of concrete surfaces subject to repair with further applying of the renewed protective layer of concrete and reinforced concrete structures and plastering of concrete surfaces with polymer cement plaster | m2 | 40
3.16.14 | Coating of metal structures (- embedded parts) up to 250 mm wide | m2 | 50
3.16.15 | Sealing of joints in concrete and reinforced concrete structures with polymer-cement mortar, cross-sectional area up to 5 cm2, joints on the vertical surface | m | 390
3.16.16 | Sealing of joints in concrete and reinforced concrete structures with polymer-cement mortar, cross-sectional area up to 5 cm2, joints on the vertical surface | m | 390
3.16.17 | Preparation of concrete surfaces subject to repair with further applying of the renewed protective layer of concrete and reinforced concrete structures | m2 | 135
3.16.18 | Stitching of seams of the previously applied masonry brickwork | m2 | 200
3.16.19 | Masonry works for separate brick wallsections at volume of masonry in one place up to 5m3 | m3 | 1
3.16.20 | Priming of walls, the first layer | m2 | 280
3.16.21 | Applying of the renewed protective layer of concrete and reinforced concrete structures and polyvinylacetate painting of facades from scaffolding with surface priming | m2 | 200
3.16.22 | Dismantling window blocks with single and double frame in stone walls of industrial buildings at opening are up to 5 m2 | m2 | 152
3.16.23 | Filling of window openings in stone walls of residential and public buildings with prefabricated metalplastic blocks with an area up to 2 m2 | m2 | 152
3.16.24 | Dismantling of metal door boxes including hanging of door canvas, installation of metal door boxes including hanging of door canvas | m2 | 4
3.16.25 | Dismantling metal gates with steel door boxes 3600*3600, installation of metal gates with steel door boxes 3600*3600 | m2 | 26
3.16.26 | Disassembly of flooring from ceramic tiles | m2 | 140
3.16.27 | Loading of construction waste on dump trucks by excavators, transportation of construction waste by dump trucks at a distance of 30 km | t | 6
3.16.28 | Applying of the renewed protective layer of concrete and reinforced concrete structures and improved painting of walls with polivinylacetatene wateremulsion mixes on top of plaster | m2 | 1250
3.16.29 | Disassembly of wall finishing of ceramic glazed tiles | m2 | 2180
3.16.30 | Rebound of mortar from masonry and concrete walls and ceiling, rebound area in one place more than 5 m2 | m2 | 1090
3.16.31 | Loading of construction waste on dump trucks by excavators, transportation of construction waste by dump trucks at a distance of 30 km | t | 171
3.16.32 | Priming of walls, first layer, solid leveling of concrete wall surfaces | m2 | 2180
3.16.33 | Disassembly of wall finishing of ceramic glazed tiles | m2 | 574
3.16.34 | Rebound of mortar from masonry and concrete walls and ceiling, rebound area in one place more than 5 m2 | m2 | 287
3.16.35 | Loading of construction waste on dump trucks by excavators, transportation of construction waste by dump trucks at a distance of 30 km | t | 44
3.16.36 | Finishing of walls with antiseptic, first layer, finishing of wall surfaces with ceramic tiles on a solution from dry gluing mix, number of tiles per 1 m2 up to 7 pieces | m2 | 574
3.16.37 | Disassembly of wall finishing of ceramic glazed tiles | m2 | 950
3.16.38 | Rebound of mortar from masonry and concrete walls and ceiling, rebound area in one place more than 5 m2 | m2 | 475
3.16.39 | Loading of construction waste on dump trucks by excavators, transportation of construction waste by dump trucks at a distance of 30 km | t | 74
3.16.40 | Priming of walls, first layer, solid leveling of concrete wall surfaces | m2 | 950
3.16.41 | Disassembly of wall finishing of ceramic glazed tiles | m2 | 455
3.16.42 | Rebound of mortar from masonry and concrete walls and ceiling, rebound area in one place more than 5 m2 | m2 | 228
3.16.43 | Loading of construction waste on dump trucks by excavators, transportation of construction waste by dump trucks at a distance of 30 km | t | 36
3.16.44 | Finishing of walls with antiseptic, first layer, finishing of wall surfaces with ceramic tiles on a solution from dry gluing mix, number of tiles per 1 m2 up to 7 pieces | m2 | 455
3.16.45 | Installation and dismantling of tubular inventory scaffolding for the interior works at the room height up to 6 m, add for every following 4 m of the roof height | m2 | 2160
3.17 | Reagent facility block: flooring, walls, columns
3.17.1 | Priming of concrete and plastered surfaces, applying of the renewed protective layer of concrete and reinforced concrete structures | m2 | 28
3.17.2 | Dismantling metal gates with steel door boxes 3600*3600, installation of metal gates with steel door boxes 3600*3600 | m2 | 65
3.17.3 | Dismantling of metal doors with steel boxes, installation of insulated metal doors | m2 | 6
3.17.4 | Disassembly of flooring from ceramic tiles | m2 | 95
3.17.5 | Disassembly of cement floor cover | m2 | 67
3.17.6 | Loading of construction waste on dump trucks by excavators, transportation of construction waste by dump trucks at a distance of 30 km | t | 7
3.17.7 | Priming of walls, first layer, construction of cement screeds with a thickness of 20 mm, finishing of wall surfaces with ceramic tiles on a solution from dry gluing mix, number of tiles per 1 m2 up to 7 pieces | m2 | 95
3.17.8 | Dismantling of metal doors with steel boxes, installation of insulated metal doors | m2 | 4
3.17.9 | Dismantling window blocks with single and double frame in stone walls of industrial buildings at opening are up to 5 m2 | m2 | 120
3.17.10 | Filling of window openings in stone walls of residential and public buildings with prefabricated metalplastic blocks with an area up to 2 m2 | m2 | 120
3.17.11 | Priming of concrete and plastered surfaces | m2 | 80
3.17.12 | Applying of the renewed protective layer of horizontal concrete and reinforced concrete structures at thickness of layer of repaired material 10 mm | m2 | 146
3.17.13 | Sealing of cracks and seams in concrete and reinforced concrete structures with polycement solution, cross section area up to 5 cm2, seams on top of vertical surface (2m3) | m | 390
3.17.14 | Preparation of concrete surfaces subject to repair with further applying of the renewed protective layer of concrete and reinforced concrete structures | m2 | 253
3.17.15 | Stitching of seams of the previously applied masonry brickwork | m2 | 125
3.17.16 | Priming of concrete and plastered surfaces | m2 | 30
3.17.17 | Priming of concrete and plastered surfaces | m2 | 140
3.17.18 | Priming of concrete and plastered surfaces with further applying of the renewed protective layer of concrete and reinforced concrete structures and improved painting of walls with polyvinyl acetate water emulsion mixtures on top of plaster | m2 | 120
3.17.19 | Priming of concrete and plastered surfaces with further applying of the renewed protective layer of concrete and reinforced concrete structures | m2 | 50
3.17.20 | Priming of concrete and plastered surfaces with further applying of the renewed protective layer of concrete and reinforced concrete structures | m2 | 25
3.17.21 | Preparation of concrete surfaces subject to repair with further applying of the renewed protective layer of concrete and reinforced concrete structures | m2 | 10
3.17.22 | Sealing of joints in concrete and reinforced concrete structures with polymer-cement mortar, cross-sectional area up to 5 cm2, joints on the vertical surface | m | 200
3.17.23 | Disassembly of roofing of rolled materials, disassembly of cement screed | m2 | 840
3.17.24 | Loading of construction waste on dump trucks by excavators, transportation of construction waste by dump trucks at a distance of 30 km | t | 45
3.17.25 | Priming of walls, first layer, applying of 15 mm thick sand and cement leveling screeds | m2 | 840
3.17.26 | Applying the bituminous primer, construction of pitched roofs made of heat-weld materials in two layers | m2 | 950
3.17.27 | Installation of the small covers [parapets] with galvanized steel sheet | m2 | 72
3.17.28 | Coating of metal structures (- embedded parts) up to 250 mm wide | m2 | 20
3.17.29 | Installation and dismantling of tubular inventory scaffolding for the interior works at the room height up to 6 m | m2 | 840
3.18 | Reagent facility block: metal structures
3.18.1 | Dismantling platforms with decking and fencing of sheet, corrugated, slotted and round steel, production of lattice fence structures, installation of fence | kg | 653
3.18.2 | Priming of metal surfaces with GF-021 primer in one layer, painting of metal primed surfaces with enamel PF-115 in 2 layers | m2 | 41
3.18.3 | Coating of metal structures (- embedded parts) up to 250 mm wide | m2 | 30
3.18.4 | Priming of concrete and plastered surfaces with antiseptic, first layer, applying of the renewed protective layer of horizontal concrete and reinforced concrete structures, waterproofing of concrete and plastered and next layersurfaces, first layer and next layer | m2 | 50
3.19 | Rehabilitation of chamber ф=2mm
3.19.1 | Installation of floor slabs ПТ8-11-19 | psc | 7
3.19.2 | Construction of ladders, joints and brackets - ladder brackets | kg | 113
3.19.3 | Drilling of openings in reinforced concrete structures, opening's diameter 60 mm, depth of drilling 200 mm | psc | 112
3.19.4 | Installation of small metal structures weighing up to 0.1 t - ladder brackets | kg | 113
3.19.5 | Waterproofing of seams in reinforced concrete walls by injection method, seam cross-section 20 mm x 100 mm, without water filtration | m seam | 210
3.19.6 | Priming of walls, installation of metal mesh base for plastering on top of brick and concrete surfaces with further applying of the renewed protective layer of concrete and reinforced concrete structures, painting of plastered interior walls | m2 | 112
3.19.7 | Drilling of horizontal openings in reinforced concrete structures with the use of a coolant /water/, depth of 200 mm and a diameter of 160 mm | psc | 7
3.19.8 | Construction of a chimney ф=152, installing the ventilation elements | kg | 266
3.19.9 | Application of reinforced anti-corrosion bitumen-rubber insulation for steel pipelines DN 150 | m | 15
3.19.10 | Sealing of stuffing boxes when pipes pass through foundations or basement walls, DN up to 200 mm | stuff. Box | 7
3.19.11 | Installation of protective caps made of steel sheets above round-shaped shafts DN 150 mm | cap | 7
3.19.12 | Painting of primed metal surfaces | m2 | 7
3.20 | Rehabilitation of chamber ф=1,5 m
3.20.1 | Installation of floor slabs ПТ8-11-19 | psc | 24
3.20.2 | Construction of ladders, joints and brackets - ladder brackets Installation of small metal structures weighing up to 0.1 tons - ladder brackets | kg | 386
3.20.3 | Drilling of openings in reinforced concrete structures, opening's diameter 60 mm, depth of drilling 200 mm | psc | 384
3.20.4 | Waterproofing of seams in reinforced concrete walls by injection method, seam cross-section 20 mm x 100 mm, without water filtration | m seam | 720
3.20.5 | Priming of walls, first layer | m2 | 2112
3.20.6 | Applying of the renewed protective layer of concrete and reinforced concrete structures | m2 | 384
3.20.7 | Painting of plastered interior walls with lime mortars with the prior preparation of surface | m2 | 288
3.20.8 | Drilling of horizontal openings in reinforced concrete structures with the use of a coolant /water/, depth of 200 mm and a diameter of 160 mm | psc | 24
3.20.9 | Construction of a chimney ф=152 | kg | 912
3.20.10 | Laying of steel water supply pipes, pipe DN 150 | m | 50
3.20.11 | Installation of protective caps made of steel sheets above round-shaped shafts DN 150 mm | cap | 24
3.21 | Rehabilitation of chamber ВК-18
3.21.1 | Installation of floor slabs ПТ8-11-19 | psc | 1
3.21.2 | Construction of ladders, joints and brackets - ladder brackets Installation of small metal structures weighing up to 0.1 tons - ladder brackets | kg | 16
3.21.3 | Drilling of openings in reinforced concrete structures, opening's diameter 60 mm, depth of drilling 200 mm | psc | 16
3.21.4 | Waterproofing of seams in reinforced concrete walls by injection method, seam cross-section 20 mm x 100 mm, without water filtration | m seam | 50
А. Underground part
3.21.5 | Priming of walls, installation of metal mesh base for plastering on top of brick and concrete surfaces, applying of the renewed protective layer of concrete and reinforced concrete structures and painting of plastered interior walls | m2 | 26
3.21.6 | Drilling of horizontal openings in reinforced concrete structures with the use of a coolant /water/, depth of 200 mm, a diameter of 160 mm | psc | 1
3.21.7 | Construction of a chimney ф=152 | kg | 38
3.21.8 | Laying of steel water supply pipes pipe DN150 | m | 2
3.21.9 | Installation of protective caps made of steel sheets above round-shaped shafts DN150 | cap | 1
3.22 | Rehabilitation of chamber МК8
3.22.1 | Installation of prefabricated round reinforced concrete wells in dry soils | m3 | 5
3.22.2 | Waterproofing of seams in reinforced concrete walls by injection method, seam cross-section 20 mm x 100 mm, without water filtration | m seam | 650
3.22.3 | Priming of walls, applying of the renewed protective layer of concrete and reinforced concrete structures, installation of metal mesh base for plastering on top of brick and concrete surfaces | m2 | 286
3.23 | Hydraulic hammer suppressing chamber №1
3.23.1 | Disassembly of roofing from rolled materials, disassembly of cement screed | m2 | 28
3.23.2 | Loading of construction waste on dump trucks by excavators, transportation of construction waste by dump trucks at a distance of 30 km | kg | 1500
3.23.3 | Dismantling single crane beams at elevation up to 25 m and weighing up to 1 ton (sheet 3) | kg | 1100
3.23.4 | Dismantling of cover slabs with supports on both sides and area up to 10 m2 [for construction in areas with seismicity level up to 6 points] | psc | 8
3.23.5 | Transportation of prefabricated reinforced concrete elements with a length from 6.6 to 12 m by general purpose vehicles at a distance of 30 km | kg | 3080
3.23.6 | Disassembly of brick walls | m3 | 3
3.23.7 | Loading of construction waste on dump trucks by excavators, transportation of construction waste by dump trucks at a distance of 30 km | kg | 2400
3.23.8 | Priming of ceilings, installation of a metal grid base for plastering on brick and concrete surfaces, applying of the renewed protective layer of concrete and reinforced concrete structures | m2 | 72
3.23.9 | Priming of walls, applying of the renewed protective layer of concrete and reinforced concrete structures | m2 | 167
3.23.10 | Priming of walls with antiseptic, first layer | m2 | 25
3.23.11 | Installation of metal door frames with door panels | m2 | 3
3.23.12 | Manual cleaning of simple facades from moss | m2 | 21
3.23.13 | Dismantling of wall finishing of ceramic glazed tiles | m2 | 109
3.23.14 | Loading of construction waste on dump trucks by excavators, transportation of construction waste by dump trucks at a distance of 30 km | kg | 4800
3.23.15 | Installation of coverings [parapets] with galvanized sheet steel | m2 | 4
3.23.16 | Dismantling platforms with flooring and fencing (sheet 6) | t | 5
3.23.17 | Construction and disassembly of inventory tubular scaffolding up to 20 m high inside facilities | m2 | 237
3.24 | Renovation of cover of the chamber №1
3.24.1 | Masonry sections of brick walls and filling in openings in masonry walls, up to masonry volume in one place up to 5 m3 | m3 | 3
3.24.2 | Arrangement of belts in the formwork | m3 | 4
3.24.3 | Production of ЗД-1 =12 pc. | kg | 120
3.24.4 | Priming of metal surfaces in one layer primed with GF-0119 | m2 | 3
3.24.5 | Installation of embedded parts weighing more than 5 kg up to 10 kg | kg | 116
3.24.6 | Installation of beams /on reinforced concrete and masonry supports/ | kg | 1100
3.24.7 | Priming of metal surfaces in one layer | m2 | 42
3.24.8 | Installation of roofing from prefabricated laminated panels /installation of factory painted or unpainted structures supplied in packages/ | m2 | 65
3.25 | Service platform of the hydraulic hammer suppressing chamber №1
3.25.1 | Construction of beams, installation of beams /on top of reinforced concrete and stone supports/ | kg | 880
3.25.2 | Production of elements of platforms for servicing of the equipment and pipelines | kg | 1145
3.25.3 | Construction of the fence | kg | 105
3.25.4 | Installation of platforms with a flooring and a fencing from sheet, corrugated, plain and round steel | kg | 1250
3.25.5 | Cleaning surfaces with brushes | m2 | 130
3.25.6 | Degreasing surfaces of devices and pipelines DN500 with white spirit | m2 | 61
3.25.7 | Priming of metal surfaces in one layer, painting of metal primed surfaces in 2 layers | m2 | 130
3.26 | General construction works in chambers: ВК 9, ВК 11, ВК-18, ВК 22, ВК 27,ВК 33, ВК 39, ВК 41, ВК 51, ВК-53, ВК-55, ВК 57,ВК 61
3.26.1 | Installation of prefabricated round reinforced concrete wells in dry soils (0,25) | m3 | 22
3.26.2 | Laying of floor slabs up to 5 m2 up to 5 tons | psc | 13
3.27 | General construction works in chambers: ВК 10, ВК 12, ВК 16, ВК 19,ВК 23,ВК 24, ВК 25, ВК 28,ВК 31, ВК 32, ВК 36,ВК 37,ВК 43, ВК 45, ВК 46,ВК 56, ВК 59, ВК 61
3.27.1 | Installation of prefabricated round reinforced concrete wells in dry soils (0.25) | m3 | 29
4 | Earthworks
4.1 | Relocation of the pipeline from the PS otlet 4ПК0+00 to chamber inlet 4ПК0+9,6
4.1.1 | Soil development with vehicle load- dump trucks with single-bucket diesel excavator, soil group 2, transportation of soil up to 1 km, work on a dump, group of soils 2-3 | m3 | 73
4.1.2 | Manual finishing, cleaning the bottom and walls manually with moving of soil in the ditches and trenches developed in a mechanized way | m3 | 9
4.1.3 | Loading of soil on dump trucks by single-bucket diesel excavators on caterpillar course, group of soils 2, transportation of soil up to 1 km | m3 | 109
4.1.4 | Work on a dump, group of soils 2-3 | m3 | 9
4.1.5 | Arrangment of a sand base under the pipelines | m3 | 1.2
4.1.6 | Loading on dump trucks by single-bucket diesel excavators on caterpillar course, group of soils 2, transportation of soil up to 1 km | m3 | 81
4.1.7 | Backfilling of trenches and ditches with bulldozers with displacement soil up to 5 m, soil group 2 | m3 | 65
4.1.8 | Compaction of soil by pneumatic rammers, soil group 1, 2 | m3 | 66
4.1.9 | Manual backfilling of trenches, sides of ditches and pits, group of soils 2 | m3 | 16
4.2 | General construction works in chambers: ВК 9, ВК 11, ВК-18, ВК 22, ВК 27,ВК 33, ВК 39, ВК 41, ВК 51, ВК-53, ВК-55, ВК 57,ВК 61
4.2.1 | Cutting of dense shrubs and low forests in naturally occurring soils with bush cutters on a tractor base Gathering of cut or uprooted dense shrubs and low forests with a combine grubber and collecting device on a tractor base with relocation up to 20 m | m2 | 1300
4.2.2 | Shredding branches, bushes and treetops for brunch thickness from 1 to 5 cm | m3 | 20
4.2.3 | Excavation of soil into a dump with dragline excavators or "return shovel", soil group 2 | m3 | 469
4.2.4 | Manual finishing, cleaning the bottom and walls manually with moving of soil in the ditches and trenches developed in a mechanized way | m3 | 202
4.2.5 | Construction of banks by a single-bucket diesel excavators on caterpillar course with a bucket capacity of 1 m3, group of soils 2 | m3 | 469
4.2.6 | Manual backfilling of trenches, sides of ditches and pits, group of soils 2 | m3 | 202
4.2.7 | Mechanical land leveling, soil group 2 | m2 | 13
4.2.8 | Compaction of soil by pneumatic rammers, soil group 1, 2 | m3 | 469
4.3 | General construction works in chambers: ВК 10, ВК 12, ВК 16, ВК 19,ВК 23,ВК 24, ВК 25, ВК 28,ВК 31, ВК 32, ВК 36,ВК 37,ВК 43, ВК 45, ВК 46,ВК 56, ВК 59, ВК 61
4.3.1 | Cutting of dense shrubs and low forests in naturally occurring soils with bush cutters on a tractor base, gathering of cut or uprooted dense shrubs and low forests with a combine grubber and collecting device on a tractor base with relocation up to 20 m | m2 | 1700
4.3.2 | Shredding branches, bushes and treetops for brunch thickness from 1 to 5 cm | m3 | 26
4.3.3 | Excavation of soil into a dump with dragline excavators or "return shovel", soil group 2 | m3 | 614
4.3.4 | Manual finishing, cleaning the bottom and walls manually with moving of soil in the ditches and trenches developed in a mechanized way | m3 | 264
4.3.5 | Construction of banks by a single-bucket diesel excavators on caterpillar course with a bucket capacity of 1 m3, group of soils 2, compaction of soil by pneumatic rammers, soil group 1, 2 | m3 | 614
4.3.6 | Manual backfilling of trenches, sides of ditches and pits, group of soils 2 | m3 | 264
4.3.7 | Compaction of soil by pneumatic rammers, soil group 1, 2 | m3 | 614
5 | Construction and installation works
5.1 | Rehabilitation of 2d Lift PS (Vikno)
5.1.1 | Installation of the pump unit, Pump Q=2100m3/h, Н=152 m, N=1008 kW, n=750 rpm | psc | 2
5.1.2 | Preparation for testing, commissioning, connection to power network of electrical machines with short-circuited rotor and panel bearings, that are delivered pre-assembled, weight up to 3 t | psc | 2
5.1.3 | Installation of the short type Valve DN1000 mm, Pn10 | psc | 2
5.1.4 | Installation of the short type Valve DN800 mm, Pn10 | psc | 2
5.1.5 | Installation of the return disk type valve with a counterweight DN800 mm, Рn16 | psc | 2
5.1.6 | Installation of the single-dlanged air release valve for nominal pressure 1.6 MPa | psc | 1
5.1.7 | Installation of dismantling joints DN1000 mm, PN10 | psc | 2
5.1.8 | Installation of dismantling joints DN800 mm, PN10 | psc | 2
5.1.9 | Installation of rubber expansion joint type 50 DN350 mm | psc | 2
5.1.10 | Installation of rubber expansion joint type 50 DN400 mm | psc | 2
5.1.11 | Installation of ductile iron gate valves DN 200 mm | psc | 2
5.2 | Pipelines
5.2.1 | Laying of steel water supply pipelines with a hydraulic test, DN 1000 | m | 7
5.2.2 | Washing and disinfecting of pipelines with a diameter 1020 | m | 9
5.2.3 | Laying of steel water supply pipelines with a hydraulic test DN 800, washing and disinfecting of pipelines DN 800 | m | 8
5.2.4 | Laying of steel water supply pipelines with a hydraulic test DN 500 | m | 1
5.2.5 | Washing and disinfecting of pipelines DN 400 mm | m | 1
5.2.6 | Installation of transition Э 1020х14 -530х8, L=1250 (268 kg) | psc | 2
5.2.7 | Installation of bend 45 -1020х12, (293.5 kg) | psc | 4
5.2.8 | Installation of transition К820х16 -530х12, L=800 (185 kg) | psc | 2
5.2.9 | Installation of transition Э 530х12 -426х10, L=300 (46 kg) | psc | 2
5.2.10 | Installation of transition К530х14 -377х12, L=220 (54 kg) | psc | 4
5.2.11 | Installation of transition К377х16 -219х10, L=220 (29 kg) | psc | 4
5.2.12 | Welding of flanges to steel pipelines DN 1000 | psc | 4
5.2.13 | Welding of flanges to steel pipelines DN 800 | psc | 4
5.2.14 | Welding of flanges to steel pipelines DN 400 | psc | 2
5.2.15 | Welding of flanges to steel pipelines DN 350 | psc | 2
5.2.16 | Welding of flanges to steel pipelines DN 200 | psc | 2
5.2.17 | Quality control of welded joints of pipelines by external inspection and measurement, performed during installation, pipe diameter up to 219 | seam | 4
5.2.18 | Quality control of welded joints of pipelines by external inspection and measurement, performed during installation, pipe diameter up to 377 | seam | 8
5.2.19 | Quality control of welded joints of pipelines by external inspection and measurement, performed during installation, pipe diameter up to 465 | seam | 2
5.2.20 | Quality control of welded joints of pipelines by external inspection and measurement, performed during installation, pipe diameter up to 530 | seam | 10
5.2.21 | Quality control of welded joints of pipelines by external inspection and measurement, performed during installation, pipe diameter up to 820 | seam | 2
5.2.22 | Quality control of welded joints of pipelines by external inspection and measurement, performed during installation, pipe diameter up to 1020 | seam | 10
5.2.23 | Quality control of welded joints of pipelines by ultrasonic flaw detection with transverse sounding, performed during installation, pipe diameter up to 299 mm, wall thickness up to 6-8 mm | seam | 4
5.2.24 | Quality control of welded joints of pipelines by ultrasonic flaw detection with transverse sounding, performed during installation, pipe diameter up to 377, wall thickness up to 6-8 mm | seam | 8
5.2.25 | Quality control of welded joints of pipelines by ultrasonic flaw detection with transverse sounding, performed during installation, pipe diameter up to 465, wall thickness 9-14 mm | seam | 2
5.2.26 | Quality control of welded joints of pipelines by ultrasonic flaw detection with transverse sounding, performed during installation, pipe diameter up to 550, wall thickness 9-14 mm | seam | 10
5.2.27 | Quality control of welded joints of pipelines by ultrasonic flaw detection with transverse sounding, performed during installation, pipe diameter up to 820, wall thickness 9-14 mm | seam | 2
5.2.28 | Quality control of welded joints of pipelines by ultrasonic flaw detection with transverse sounding, performed during installation, pipe diameter up to 1220, wall thickness 9-14 mm | seam | 10
5.2.29 | Cleaning of surfaces with brushes + pipe diameter 820 mm, dedusting of metal surfaces, degreasing of surfaces of devices and pipelines diameter more than 500 mm with white spirit, priming of metal primed surfaces at once, painting of metal primed surfaces in 2 layers | m2 | 82
5.3 | Installation works for water supply block of the treatment plant: reagent facility block, sedimentation basins, filters
5.3.1 | Installation of valve - flanged short-type ductile iron valve F4 (GR14) F4 | psc | 24
5.3.2 | Installation of turbidity measuring device | set | 1
5.3.3 | Installation of ultrasonic flowmeter DN1000....1200; (weight=0) | psc | 2
5.3.4 | Installation of dismantling joint DN1000 mm, PN10 | psc | 5
5.3.5 | Installation of dismantling joint DN800 mm, PN10 | psc | 1
5.3.6 | Installation of dismantling joint DN600 mm, PN10 | psc | 13
5.3.7 | Installation of dismantling joint DN400 mm, PN10 | psc | 8
5.3.8 | Installation of dismantling joint DN150 mm, PN10 | psc | 26
5.3.9 | Welding of flanges to steel pipelines DN 1000 | psc | 10
5.3.10 | Welding of flanges to steel pipelines DN 800 | psc | 12
5.3.11 | Welding of flanges to steel pipelines DN 600 | psc | 26
5.3.12 | Welding of flanges to steel pipelines DN 400 | psc | 16
5.3.13 | Welding of flanges to steel pipelines DN 150 | psc | 50
5.3.14 | Welding of flanged blinging DN 800 | psc | 5
5.3.15 | Installation of a coupling flange DN 600*400 | psc | 10
Filters
5.3.16 | Installation of flanged ductile iron butterfly valve ASK with double eccentric type F4 (GR14) DN1000 PN10 | psc | 5
5.3.17 | Installation of ductile iron butterfly valve ASK type F4 (GR14) DN800 PN10 | psc | 5
5.3.18 | Installation of vavles - full pass hydraulic ductile iron valve DN400 PN10 | psc | 5
5.3.19 | Installation of vavles - flanged short-type ductile iron valve F4 (GR14) F4 DN150 PN10 | psc | 10
Sedimentation basins
5.3.20 | Installation of ductile iron butterfly valve ASK type F4 (GR14) DN800 PN10 | psc | 1
5.3.21 | Installation of ductile iron butterfly valve ASK type F4 (GR14) DN600 PN10 | psc | 8
5.3.22 | Installation of flanged ductile iron butterfly valve ASK with double eccentric type F4 (GR14) N400 PN10 | psc | 8
5.3.23 | Filling filters in tank structures with sand, dismantling filling filters in tank structures with sand | m3 | 1400
5.4 | Relocation of the pipeline from the PS otlet 4ПК0+00 to chamber inlet 4ПК0
5.4.1 | Laying of steel water supply pipelines with a hydraulic test DN 1000 | m | 12
5.4.2 | Installation of elbow bend 45 -1020х12, (293.5 kg) | psc | 2
5.4.3 | Applying of highly reinforced bitumen and rubber based anti-corrosion insulation on steel pipelines DN 500 | m | 12
5.4.4 | Applying of highly reinforced bitumen and rubber based anti-corrosion insulation on seams and fittings of pipelines DN 1000 | m | 2
5.4.5 | Applying of highly reinforced bitumen and rubber based anti-corrosion insulation on steel pipelines with a diameter of 1000 mm | m | 12
5.4.6 | Washing and disinfecting of pipelines DN 1000 | m | 12
5.4.7 | Quality control of welded joints of pipelines by ultrasonic flaw detection with transverse sounding, performed during installation, pipe diameter up to 1020 mm, wall thickness up to 9-14 mm | seam | 3
5.4.8 | Quality control of welded joints of pipelines by external inspection and measurement, performed during installation, pipe diameter up to 1020 mm | seam | 3
5.5 | Works in the existing network - Dniester-Chernivtsi transmission main PS-II - PS-III section
5.5.1 | Installation - ductile iron valvewith double eccentric DN 1200 mm, Pn10 with reducer | psc | 3
5.5.2 | Welding of flanges to steel pipelines DN 1200 | psc | 6
5.5.3 | Installation of steel insert (smooth end - socket) DN 800 (248 kg) | psc | 46
5.5.4 | Laying of steel water pipes with hydraulic testing DN 800 | m | 46
5.5.5 | Installation - ductile iron valvewith double eccentric DN 800, Pn10 with reducer (Р=738 kg) | psc | 10
5.5.6 | Welding of flanges to steel pipelines DN 800 mm | psc | 20
5.5.7 | Installation of ductile iron valves or check valves DN 100 | psc | 13
5.5.8 | Welding of flanges to steel pipelines DN 100 | psc | 26
5.5.9 | Installation of valves - Full pass hydraulic ductile iron valve DN200 PN16 | psc | 23
5.5.10 | Connections to existing networks from DN 800 mm diameter steel pipes - Weld branch l=150 | psc | 23
5.5.11 | Installation of a coupling flange 800*200 mm | psc | 23
5.5.12 | Installation of ductile iron valves or check valves DN 200 | psc | 23
5.5.13 | Quality control of welded joints of pipelines by external inspection and measurement, performed during installation, pipe diameter up to 150 | seam | 46
5.5.14 | Quality control of welded joints of pipelines by ultrasonic flaw detection with transverse sounding, performed during installation, pipe diameter up to 150 | seam | 46
5.5.15 | Quality control of welded joints of pipelines by external inspection and measurement, performed during installation, pipe diameter up to 820 | seam | 8
5.5.16 | Quality control of welded joints of pipelines by ultrasonic flaw detection with transverse sounding, performed during installation, pipe diameter up 820, wall thickness up to 9-14 mm | seam | 8
5.5.17 | Washing and disinfecting of pipelines DN 900 | m | 28252
5.5.18 | Cleaning of surface with brushes (pipe diameter up 820), degreasing surfaces of devices and pipelines diameter over 500 mm with white spirit, priming of metal surfaces in one layer | m2 | 127
5.6 | Rehabilitation of the water hammer suppressing chamber №1
5.6.1 | Savety valve for pressure 1.6-2.5 MPa, automatic hydraulic DN 300 (255 kg) | psc | 2
5.6.2 | Flanged ductile iron valves for nominal pressure 1 MPa DN 1000 | psc | 1
5.6.3 | Installation of ductile iron gate valves or check valves DN 300 | psc | 2
5.6.4 | Installation of ductile iron gate valves or check valves DN 200 | psc | 2
5.6.5 | Installation of return valves for nominal pressure 1.6 MPa, nominal diameter 1000 mm | psc | 1
5.6.6 | Installation of a manual mobile hoist device, load lifting capacity 3.2 t, lifting hight 3 m | psc | 1
5.6.7 | Installation - Dismantling joint DN1000 mm, PN10 | psc | 1
Pipelines
5.6.8 | Laying of steel water supply pipelines with a hydraulic test, DN 1200 | m | 2
5.6.9 | Washing and disinfecting of pipelines with DN 1200 | m | 8
5.6.10 | Laying of steel water supply pipelines with a hydraulic test, DN 1000, washing and disinfecting of pipelines with a diameter 1020 | m | 8
5.6.11 | Laying of steel water supply pipelines with a hydraulic test, DN 600, washing and disinfecting of pipelines DN 600 | m | 6
5.6.12 | Welding of flanges to steel pipelines DN 1000 | psc | 4
5.6.13 | Welding of flanges to steel pipelines DN 300 | psc | 2
5.6.14 | Welding of flanges to steel pipelines DN 200 | psc | 1
5.6.15 | Installation of reducer К426х10-219х8, L=220 (45 kg) | psc | 1
5.6.16 | Installation of reducer К630х14-426х10, L=580 (90 kg) | psc | 1
5.6.17 | Installation of Reducer К1220х14.0-1020х12.0 L=700 mm (249 kg) | psc | 1
5.6.18 | Quality control of welded joints of pipelines by external inspection and measurement, performed during installation, pipe diameter up to 1220 | seam | 1
5.6.19 | Quality control of welded joints of pipelines by external inspection and measurement, performed during installation, pipe diameter up to 1020 | seam | 2
5.6.20 | Quality control of welded joints of pipelines by external inspection and measurement, performed during installation, pipe diameter up to 630 | seam | 1
5.6.21 | Quality control of welded joints of pipelines by external inspection and measurement, performed during installation, pipe diameter up to 426 | seam | 2
5.6.22 | Quality control of welded joints of pipelines by external inspection and measurement, performed during installation, pipe diameter up to 219 | seam | 1
5.6.23 | Priming of metal surfaces with ГФ-021 primer, painting of metal primed surfaces with ПФ-115 enamel - in 2 layers, | m2 | 51
6 | Electrical works
6.1 | 6 kV Power supply line for Vikno 2nd Lift Pumping Station
6.1.1 | Dismantling of the current transformer with voltage up to 20 kV | psc | 3
6.1.2 | Dismantling cable up to 35 kV, installed using overlaying fastening brackets, weight of 1 m up to 1 kg | m | 134
6.1.3 | Dismantling of the current transformer with voltage up to 20 kV | psc | 9
6.1.4 | Installation of a curcuit breaker with the switching module = Vacuum circuit breaker - BB/TEL-10-20/630 | psc | 3
6.1.5 | Instalation of block of a control unit or distribution point [cabinet] that is installed on wall, height and width up to 600x600 mm - control module | psc | 3
6.1.6 | Installation of a protection switch / limiter - overvoltage limiter | psc | 9
6.1.7 | Installation of the current transformer with voltage up to 20 kV | psc | 12
6.1.8 | Installation of the boards, panels, relay cabinets, weight up to 50 kg -Microprocessor relay protection device | psc | 3
6.1.9 | Installation of the basis of single cable shelves - the console fastening | psc | 59
6.1.10 | Installation of tay on top of installed structures, tray width up to 400 mm | m | 30
6.1.11 | Laying the cable up to 35 kV, installed on top of the constructed structures and in trays with fastening throughout the entire length, weight of 1 m up to 3 kg = (3.78 kg/m) | m | 199
6.1.12 | Laying the steel pipe attached to walls with overlaying fastening brackets, DN 50 | m | 4
6.1.13 | Laying the cable up to 35 kV installed in laid pipes, blocks and boxes, weight of 1 m up to 3 kg | m | 4
6.1.14 | Installation (by Heating) of the epoxy coupling binder of the improved-structure for the 3-core cable [one connection - 3 couplings] with a voltage up to 35 kV in climatic performance У-2.5 and УХЛ-2.5, cross section of one core up to 95 mm2 = 10 pc. | connection | 3
6.1.15 | Installation of louvered grilles with an area of opening up to 2.5 m2 - Façade sheet for the cart | grilles | 3
6.1.16 | Installation of a module block-box of the 6 kV frequency converter | psc | 2
6.1.17 | Installation of the device and connection of external network cables or wires to the equipment and devices - modernization of switchgear for 6(10) kV | device | 1
6.2 | 0,4 kV Power supply line for Vikno 2nd Lift Pumping Station. Water Hammer Suppressing Chamber №1
6.2.1 | Installation of automatic circuit breaker 6kА, 3Р, С, 20А | psc | 2
6.2.2 | Installation of automatic circuit breaker 6kА, 3Р, С, 40А | psc | 1
6.2.3 | Installation of automatic circuit breaker 6kА, 3Р, С, 32А | psc | 1
6.2.4 | Installation of the switchgear cabinet of the complex distribution device with a voltage 6-10 kV for current up to 3200 А - 800х1800х600 (WхHхG) | psc | 1
6.2.5 | Installation of the hinged control panel, height, width and depth up to 600х600х350 mm | psc | 5
6.2.6 | Laying of the flexible hermetic PVC sleeve in a case with sealing д-20мм-РЗ-ЦХ-20 d 20 mm, with cotton sealing | m | 55
6.2.7 | Laying of the first single-core or multi-core wire in the general braid in laid pipes or metal sleeves, total cross section up to 6 mm2 | m | 55
6.2.8 | Installation of the basis of single cable shelves - console fastening | psc | 120
6.2.9 | Installation of the tray on top of installed structures, tray width up to 200 mm | m | 126
6.2.10 | Laying of the cable up to 35 kV, installed on top of the constructed structures and in trays with fastening throughout the entire length, weight of 1 m up to 3 kg | m | 1165
6.3 | 0,4 kV Power supply line for Vikno 2nd Lift Pumping Station. WTP
6.3.1 | Installation of automatic circuit breaker 6kА, 3Р, С, 20А | psc | 2
6.3.2 | Installation of automatic circuit breaker 6kА, 3Р, С, 63А | psc | 2
6.3.3 | Installation of automatic circuit breaker 6kА, 3Р, С, 40А | psc | 5
6.3.4 | Installation of the АВР (Automatic reserve inlet) cabinet - hinged, height, width and depth up to 600х800х250 mm - | psc | 1
6.3.5 | Installation of the switchgear cabinet of the complex distribution device with a voltage 6-10 kV for current up to 3200 А - 1200х1800х600 (WхHхD) | psc | 1
6.3.6 | Installation of the switchgear cabinet of the complex distribution device with a voltage 6-10 kV for current up to 3200 А - 1200х1800х600 (WхHхD) | psc | 1
6.3.7 | Installation of the switchgear cabinet of the complex distribution device with a voltage 6-10 kV for current up to 3200 А - 1200х1800х600 (WхHхD) | psc | 1
6.3.8 | Hinged control panel, height, width and depth up to 600х600х350 mm - valves | psc | 27
6.3.9 | Installation of a box with a switch for current up to 100 А | psc | 3
6.3.10 | Laying of metal sleeve, outer diameter up to 48 mm | m | 605
6.3.11 | Laying of the first single-core or multi-core wire in the general braid in laid pipes or metal sleeves, total cross section up to 6 mm2 | m | 100
6.3.12 | Laying of the first single-core or multi-core wire in the general braid in laid pipes or metal sleeves, total cross section up to 16 mm2 | m | 470
6.3.13 | Laying of the first single-core or multi-core wire in the general braid in laid pipes or metal sleeves, total cross section up to 35 mm2 | m | 10
6.3.14 | Laying of the first single-core or multi-core wire in the general braid in laid pipes or metal sleeves, total cross section up to 70 mm2 | m | 15
6.3.15 | Laying of the first single-core or multi-core wire in the general braid in laid pipes or metal sleeves, total cross section up to 120 mm2 | m | 10
6.3.16 | Installation of basis of single cable shelves -- console fastening | psc | 470
6.3.17 | Installation of tray on top of installed structures, tray width up to 400 mm | m | 135
6.3.18 | Installation of tray on top of installed structures, tray width up to 200 mm | m | 345
6.3.19 | Laying of the cable up to 35 kV, installed on top of the constructed structures and in trays with fastening throughout the entire length, weight of 1 m up to 3 kg | m | 16400
7 | Road surfaces
7.1 | Rehabilitation of 2d Lift PS (Vikno). Blinding areas.
7.1.1 | Disassembly of road asphalt concrete pavements and its foundations, transportation of construction waste by dump trucks at a distance of 30 km | m3 | 5
7.1.2 | Disassembly of pavements and crushed stone foundations, transportation of construction waste by dump trucks at a distance of 30 km | m3 | 23
7.1.3 | Construction of sidewalk's crushed stone bases, layer thickness 12 cm, construction of concrete 30 mm thick cover | m2 | 220
7.2 | Filter building. Blinding areas.
7.2.1 | Disassembly of road asphalt concrete pavements and its foundations, transportation of construction waste by dump trucks at a distance of 30 km | m3 | 2
7.2.2 | Disassembly of pavements and crushed stone foundations, transportation of construction waste by dump trucks at a distance of 30 km | m3 | 11
7.2.3 | Construction of sidewalk's crushed stone bases, layer thickness 12 cm, remove up to 8 cm for each 1 cm of thickness change | m2 | 155
7.2.4 | Construction of concrete 30 mm thick cover, add for each 5 mm of thickness changes of the concrete cover up to 50 mm | m2 | 70
7.3 | Sedimentation basins, reaction chamber. Blinding areas.
7.3.1 | Disassembly of road asphalt concrete pavements and its foundations, transportation of construction waste by dump trucks at a distance of 30 km | m3 | 4
7.3.2 | Disassembly of pavements and crushed stone foundations, transportation of construction waste by dump trucks at a distance of 30 km | m3 | 19
7.3.3 | Construction of sidewalk's crushed stone bases, layer thickness 12 cm, construction of concrete 30 mm thick cover | m2 | 168
7.4 | The contact reaction chamber. Blinding areas.
7.4.1 | Disassembly of road asphalt concrete pavements and its foundations, transportation of construction waste by dump trucks at a distance of 30 km | m3 | 3
7.4.2 | Disassembly of pavements and crushed stone foundations, transportation of construction waste by dump trucks at a distance of 30 km | m3 | 14
7.4.3 | Construction of sidewalk's crushed stone bases, layer thickness 12 cm, construction of concrete 30 mm thick cover, | m2 | 126
7.5 | Restoration of pavement and vegetation soil layer
7.5.1 | Construction of a single-layer crushed stone base 15 cm thick | m2 | 1602
7.5.2 | Construction of a leveling pavement layer from asphalt concrete mix by a motor grader | t | 247
7.5.3 | Restoration of the soil vegetation layer by a bulldozer with soil relocation up to 10 m, soil group 1 | m3 | 160
7.5.4 | Land leveling by a bulldozer in single pass when working on the construction of main pipelines /the final leveling on marks/ | m2 | 801
7.6 | Blinding areas of chamber К2
7.6.1 | Disassembly of road asphalt concrete pavements and its foundations, loading of construction waste by excavators on dump trucks, transportation of construction waste by dump trucks at a distance of 30 km | m3 | 1
7.6.2 | Disassembly of pavements and crushed stone foundations, loading of construction waste by excavators on dump trucks, transportation of construction waste by dump trucks at a distance of 30 km | m3 | 4
7.6.3 | Construction of sidewalk's crushed stone bases, layer thickness 12 cm, construction of concrete 30 mm thick cover | m2 | 38
8 | Comissioning works
8.1 | 0,4 kV line equipment
8.1.1 | Installation of the PLC cabinet in the set 800х1800х500 (WхHхD) | psc | 1
8.1.2 | Installation of the wall-mounted devices, weight from 0.15 to 0.2 t | psc | 2
8.2 | Cable networks
8.2.1 | Installation of a flexible hermetic PVC sleeve in a case with sealing д-20мм-РЗ-ЦХ-20 d 20 mm, with cotton sealing | m | 48
8.2.2 | Installation of corrugated pipe, outer diameter up to 48 mm | m | 145
8.2.3 | Installation of the first wire in the laid metal sleeves, total cross section up to 16 mm2 | m | 193
8.2.4 | Installation of the basis of single cable shelves -- console fastening | psc | 195
8.2.5 | Installation of tray on top of installed structures, tray width up to 200 mm | m | 195
8.2.6 | Laying of the cable up to 35 kV, installed on top of the constructed structures and in trays with fastening throughout the entire length, weight of 1 m up to 3 kg | m | 195
8.2.7 | Laying of the cable up to 35 kV, installed on top of the constructed structures and in trays with fastening throughout the entire length, weight of 1 m up to 1 kg | m | 1405
8.2.8 | Laying of the cable up to 35 kV, installed on top of the constructed structures and in trays with fastening throughout the entire length, weight of 1 m up to 1 kg | m | 195
8.2.9 | Laying of the cable up to 35 kV, installed on top of the constructed structures and in trays with fastening throughout the entire length, weight of 1 m up to 1 kg | m | 1212
8.3 | Control and metering devices
8.3.1 | Installation of equipment installed on the technological pipeline: Hydrostatic level sensor | psc | 2
8.3.2 | Installation of equipment installed on the technological pipeline, pipeline diameter up to 20 mm (1/4") - Dry running control | psc | 2
8.3.3 | Installation of equipment installed on the technological pipeline: Pressure sensor | psc | 3
8.3.4 | Installation of equipment installed on the technological pipeline, DN up to 20 mm (1/4") - Pressure Gauge | psc | 2
8.4 | Installation of Technological control and monitoring system at Vikno WTP Buildings
8.4.1 | Installation of the PLC-ВОС cabinet in the set (1000х1800х500) | psc | 1
8.4.2 | Installation of lexible hermetic PVC sleeve in a case with sealing д-20мм-РЗ-ЦХ-20 СКаТ d 20 mm, with cotton sealing | m | 60
8.4.3 | Installation of the basis of single cable shelves - console fastening | psc | 423
8.4.4 | Installation of the tray on top of installed structures, tray width up to 200 mm | m | 423
8.4.5 | Laying of the first single-core or multi-core wire in the general braid in laid pipes or metal sleeves, total cross section up to 6 mm2 | m | 57
8.4.6 | Laying of the cable up to 35 kV, installed on top of the constructed structures and in trays with fastening throughout the entire length, weight of 1 m up to 1 kg | m | 2162
8.4.7 | Laying of the cable up to 35 kV, installed on top of the constructed structures and in trays with fastening throughout the entire length, weight of 1 m up to 1 kg | m | 4873
8.4.8 | Welding of flanges to steel pipelines with a diameter of 1000 mm (for installation of flow meters) | psc | 2
8.4.9 | Installation of equipment installed on the technological pipeline [electromagnetic flowmeter], pipeline diameter 1000 mm | psc | 2
8.4.10 | Installation of devices for the analysis of the physical-chemical composition of substances, complexity category of devices 3 - Turbidimeter | set | 1
8.5 | Vikno water treatment plant
8.5.1 | Installation of II Lift circulating water supply Pumping Station, capacity up to 5000 m3/hour | building | 1
8.5.2 | Installation of software or logical control operation systems with the number of input signals up to 2 (valve) | system | 1
8.5.3 | Installation of software or logical control operation systems with the number of input signals up to: for each subsequent input signal (valve) | system | 2
8.5.4 | Installation of software or logical control operation systems with the number of input signals up to 2 (gate valve) | system | 1
8.5.5 | Installation of software or logical control operation systems with the number of input signals up to: for each subsequent input signal (gate valve) | system | 2
8.5.6 | Installation of software or logical control operation systems with the number of input signals up to: for each subsequent input signal (rehabilitated valves) | system | 2
8.5.7 | Installation of automatic circuit breaked with electromagnetic blast, vacuum or SF6, voltage up to 11 kV - vacuum circuit breaker | psc | 3
8.5.8 | Installation of secondary switching scheme with remote control and the general drive, voltage of the breaker to 20 kV - Control module | scheme | 3
8.5.9 | Installation of three-pole circuit breaker, voltage up to 20 kV - Voltage limiter | psc | 9
8.5.10 | Installation of zero sequence transformer without magnetization | psc | 3
8.5.11 | Installation of portable measuring current transformer, voltage up to 1 kV | psc | 9
8.5.12 | Installation of automatic current or rotor voltage limiting device -- microprocessor device for relay protection and automation | device | 3
8.5.13 | Installation of interconnected mechanisms with continuous adjustment and mutual control of operating modes. The unit, which includes mechanisms in quantities up to 30 pcs - module block | set | 1
8.5.14 | Installation of alarm systems. Alarm systems areas -modernization of the existing cells | area | 1
8.5.15 | Installation of three-pole curcuit breaker with electromagnetic, thermal or combined release, nominal current up to 50 A, voltage up to 1 kV | psc | 4
8.5.16 | Installation of interconnected mechanisms with continuous adjustment and mutual control of operating modes. The unit, which includes mechanisms in quantities up to 10 pcs - supply and control cabinet | set | 1
8.5.17 | Installation of horizontal sedimentation basin, capacity up to 5000 m3/day | node | 1
8.5.18 | Installation of open or pressure filter, capacity up to 1600 m3/day | node | 1
8.5.19 | Installation of three-pole circuit breaker with electromagnetic, thermal or combined release, nominal current up to 50 A, voltage up to 1 kV | psc | 9
8.5.20 | Installation of interconnected devices with continuous adjustment and mutual control of operating modes. The technical complex, which includes mechanisms in quantities up to 30 pcs = ЩКЗА cabinets = (4 pc.) | set | 1
8.5.21 | Installation of interconnected mechanisms with continuous adjustment and mutual control of operating modes. The unit, which includes mechanisms in quantities up to 30 pc. - RLS-HC cabinet with control unit (water treatment plant) | set | 1
8.5.22 | Installation of pressure gauge, vacuum meter, pressure and vacuum gauge, traction meter, head meter, head and traction meter with visualization - hydrostatic sensor | psc | 2
8.5.23 | Installation of devices, elements of alarm systems, blocking, protection. Contactless block or device, relay or contact block elements - dry running control | psc | 2
8.5.24 | Installation of pressure gauge, vacuum meter, pressure and vacuum gauge, traction meter, head meter, head and traction meter with visualization --- pressure meter | psc | 3
8.5.25 | Installation of interconnected mechanisms with continuous adjustment and mutual control of operating modes. The unit, which includes mechanisms in quantities up to 30 pc. -- RLS-BOC cabinet with control unit | set | 1
8.5.26 | Installation of A system measuring the consumption or water level --- Water meter | set | 2
8.5.27 | Installation of A system measuring the composition, properties or structures of substance --- Turbidity meter | set | 1
Lifting and transport equipment
8.5.28 | Installation of general use electric bridge crane, lifting height up to16 m | set | 1
8.5.29 | Installation of suspended single-beam and single-span electric crane | set | 2
9 | Other works
9.1 | Installation works for water supply block of the treatment plant: reagent facility block, sedimentation basins, filters
9.1.1 | Installation of electric trolley hoist device, lifting capacity 5 tons, lifting height 18 m | psc | 2
9.1.2 | Installation of the electrical part of the electric hoist device, lifting capacity up to 5 tons | psc | 2
9.1.3 | Installation of straight monorails for hoist devices on top of metal supports made of N36 I-beams at a height of up to 25 m | m | 5
9.1.4 | Installation of a single-girder overhead crane with electric hoist, capacity 5 t, runway up to 13.5 m | psc | 1
9.1.5 | Installation of the electric part of the electric hoist device with a flexible cable supply when moving up to 15 m along a girder | psc | 1
Note:
1. In the event of discrepancies between the unit price and the subtotal price, prices will be adjusted under clause 30.1(b) of the Instructions to Tenderers.
2. Mandatory spare parts are determined by the Tenderer, based on his experience, to ensure the smooth operation of the proposed equipment for the first at least two years
Name:
In capacity of
Signed
Duly authorized to sign the bidder for and on behalf of (bidder name) _____________________________________________________
Dated on____day of ________________

## PS
Rehabilitation and Modernisation of Raw Water Intake Mytkiv and Water Treatment Plant Vikno
PRICE SCHEDULE
DAYWORKS
(AS REQUIRED UNDER THE CONTRACT)
PLANT, EQUIPMENT AND LABOUR
Item No | Item Description | Unit | Price /Unit Euro
7.1 | Schedule of Dayworks (Design and Surveys Labour)
7.1.1 | Topographical survey specialist | Hour
7.1.2 | Design specialist | Hour
7.1.3 |  | Hour
7.2 | Schedule of Dayworks (Civil and Mechanical Works Labour)
7.2.1 | Foreman | Hour
7.2.2 | Skilled laborer | Hour
7.2.3 | Unskilled laborer | Hour
7.3 | Schedule of Dayworks (New valve chamber civil works including reinstatement works in complete)
7.3.1 | Valve chamber / manhole for pipe DN100 up to 200 mm | LS
7.3.2 | Valve chamber / manhole for pipe DN 300 up to 500 mm | LS
| Valve chamber / manhole for pipe DN 500 | LS
7.4 | Schedule of Dayworks (New valve chamber mechanical equipment and installation works in complete )
7.4.1 | Valve chamber / manhole valve(s) fittings, etc for pipe DN100 | LS
7.4.2 | Valve chamber / manhole valve(s) fittings, etc for pipe DN200 | LS
7.4.3 | Valve chamber / manhole valve(s) fittings, etc for pipe DN250 | LS
7.4.4 | Valve chamber / manhole valve(s) fittings, etc for pipe DN300 | LS
7.4.5 | Valve chamber / manhole valve(s) fittings, etc for pipe DN500 | LS
7.5 | Schedule of Dayworks (Contractor’s Equipment)
7.5.1 | Bulldozer | Hour
7.5.2 | Excavator | Hour
7.5.3 | Truck > 20 tons | Hour
7.5.4 | Truck < 20 tons | Hour
7.5.5 | Mobile crane | Hour
7.5.6 | Compressor | Hour
7.5.7 | Compactor | Hour
| Additional equipment as proposed by contractor | Hour
iName:
In capacity of
Signed
Duly authorized to sign the bidder for and on behalf of (bidder name) _____________________________________________________
Dated on____day of ________________

## PS4
Rehabilitation and Modernisation of Raw Water Intake Mytkiv and Water Treatment Plant Vikno
PRICE SCHEDULE NO. 4
GRAND TOTAL
PART | DESCRIPTION | PRICE (EUR) | VAT (EUR) | TOTAL (EUR)
1. | PRICE SCHEDULE No.1 General Items
2 | PRICE SCHEDULE No.2 First (1-st) Works Launch Complex. «Mytkiv» Raw Water Intake
3 | PRICE SCHEDULE No.3 Second (2-nd) Works Launch Complex. «Vikno» Water Treatment Plant
TOTAL (Parts 1,2 and 3)
4 | Provisional Sum (10% of Total Part 1 and 2)
GRAND TOTAL (to be included into the Bid)
Name:
In capacity of
Signed
Duly authorized to sign the bidder for and on behalf of (bidder name) _____________________________________________________
Dated on____day of ________________